## Master Item Code Formulary
Version 26-009, Effective August 27, 2026
MASTER FULFILLMENT FORMULARY
Item Code | Item Description | Product Category Area | Product Category | Maximum Quantity | Provider Orderable | Comments | Manufacturer Part # | Manufacturer Name | Manufacturer guidelines for the product details
N9027 | Gloves, Surgical, Stretch Vinyl, Sterile, Medium, Pair (484406), EA | Negative_Pressure_Wound_Therapy | Negative Pressure Wound Therapy | 2 | Yes
N9028 | Solution, 0.9% Sodium Chloride, spray nozzle for irrigation pressure, 118ml btl (DUP48501N), EA | Negative_Pressure_Wound_Therapy | Negative Pressure Wound Therapy | 8 | Yes
N9029 | Gauze Sponge, 4 Ply, Non Woven, Sterile, 10 X 10cm (4 X 4") (A4440), 2/pkg | Negative_Pressure_Wound_Therapy | Negative Pressure Wound Therapy | 50 | Yes
N9030 | Cotton Tipped Applicator, Sterile, 15.24cm (MDS202095), 2/Pkg | Negative_Pressure_Wound_Therapy | Negative Pressure Wound Therapy | 12 | Yes
N9031 | No-Sting Skin Prep Wipe, Barrier Film, No Alcohol, 1ml (59420600), EA | Negative_Pressure_Wound_Therapy | Negative Pressure Wound Therapy | 20 | Yes
N9032 | Brava Strip Paste, Paste Ostomy Strips, Alcohol-Free, 57gr (2655), EA | Negative_Pressure_Wound_Therapy | Negative Pressure Wound Therapy | 14 | Yes
PIN6255 | Bag, Nephrostomy, 600mL with 51cm tube and Luer Lock connector (DS600), EA | Urinary | Urinary - Bags & Tubing | 4 | Yes
PS4000 | Disposable Safety Scalpel #15 (05SM15), EA | Wound_Care | Wound Care - Misc | 2 | Yes | Wound Care Specialist | 05SM15 | CINCINNATI SURGICAL
PS4001 | Tray, Dressing, Plastic Forceps, Wastebag, 2 Metal Forceps, Towels, Sponges, Sterile (85-2001), EA | Wound_Care | Wound Care - Misc | 14 | Yes |  | 85-2001 | CANADIAN HOSPITAL SPECIALTIES | https://shop.cardinalhealth.ca/chc/search?searchTerm=85-2001
PS4002 | Disposable Forceps Adson Tissue, Single Use, Sterile, 4.75" (85-9000), EA | Wound_Care | Wound Care - Misc | 24 | Yes |  | 85-9000 | CANADIAN HOSPITAL SPECIALTIES | https://shop.cardinalhealth.ca/chc/search?searchTerm=85-9000
PS4003 | Flexible Caustic Applicators (118-395), 100/Tube | Wound_Care | Wound Care - Misc | 1 | Yes |  | 118-395 | AMG Medical Inc | https://shop.cardinalhealth.ca/chc/search?searchTerm=118-395
PS4004 | Wound Measure Kit (DUP59901), EA | Wound_Care | Wound Care - Misc | 2 | Yes | Wound Care Specialist | DUP59901 | Gentell Inc | https://shop.cardinalhealth.ca/chc/search?searchTerm=DUP59901
PS4005 | Disposable Dermal Currettes, 3mm (33-53), EA | Wound_Care | Wound Care - Misc | 2 | Yes | Wound Care Specialist | 33-53 | INTEGRA CANADA ULC | https://shop.cardinalhealth.ca/chc/search?searchTerm=33-53
PS4006 | Disposable Safety Scalpel #10 (05SM10), EA | Wound_Care | Wound Care - Misc | 2 | Yes | Wound Care Specialist | 05SM10 | CINCINNATI SURGICAL
PS4007 | Disposable Dermal Curettes, 5mm (33-55), EA | Wound_Care | Wound Care - Misc | 2 | Yes | Wound Care Specialist | 33-55 | INTEGRA CANADA ULC | https://shop.cardinalhealth.ca/chc/search?searchTerm=33-55
PS4008 | Scissors Iris Curved 4.5", Sterile, Disposable (85-9411), EA | Wound_Care | Wound Care - Misc | 1 | Yes |  | 85-9411 | CANADIAN HOSPITAL SPECIALTIES | https://shop.cardinalhealth.ca/chc/search?searchTerm=85-9411
PS4009 | Scissors Blunt, Surgical, Sterile, Disposable (85-4202), EA | Wound_Care | Wound Care - Misc | 2 | Yes |  | 85-4202 | CANADIAN HOSPITAL SPECIALTIES | https://shop.cardinalhealth.ca/chc/search?searchTerm=85-4202
PS4010 | Tube Clamp Forcep, L4-3/4" (620-870), EA | Other | Other - Misc | 1 | Yes |  | 620-870 | AMG Medical Inc | https://shop.cardinalhealth.ca/chc/search?searchTerm=620-870
PS4011 | StatLock® Catheter Foley, 10-12Fr Plus Stabilization Device (VUPD1012), EA | Urinary | Urinary - Misc | 2 | Yes |  | VUPD1012 | Becton Dickinson
PS4012 | StatLock® Universal Plus Stabilization Device, OD 12 to 14Fr, Large (VUPD1214), EA | Urinary | Urinary - Misc | 2 | Yes |  | VUPD1214 | Becton Dickinson
PS4013 | StatLock® Universal Plus Stabilization Device, OD 6 to 8.5Fr, Small (VUPD68), EA | Urinary | Urinary - Misc | 2 | Yes |  | VUPD68 | Becton Dickinson
PS4014 | StatLock® Universal Plus Stabilization Device, OD 14 to 16Fr, Large (VUPD1416), EA | Urinary | Urinary - Misc | 2 | Yes |  | VUPD1416 | Becton Dickinson
PS4015 | StatLock® Universal Plus Stabilization Device, Pediatric (VCDPP), EA | Dressings | Dressings - Securement | 2 | Yes |  | VCDPP | Bard Canada Inc
PS4016 | Connecting Tube, Nephrostomy, 14FR, (T-107011) EA | Urinary | Urinary - Bags & Tubing | 2 | Yes |  | T-107011 | EXTRA MEDICAL
PS4017 | BOX of 200 Antiseptic 70% Isopropyl Alcohol Pads (103-03) | Solutions | Solutions - Cleansers / Disinfectants | 1 | Yes |  | 103-03 | LERNAPHARM | https://shop.cardinalhealth.ca/chc/search?searchTerm=LP103-03
PS4018 | Purecleanse Antimicrobial Cleansing Solution, 118ml (33055-118DC), EA | Solutions | Solutions - Cleansers / Disinfectants | 3 | Yes |  | 33055-118DC | BIOMIQ
PS4019 | Purecleanse Antimicrobial Cleansing Solution, 250ml (33055-250DC), EA | Solutions | Solutions - Cleansers / Disinfectants | 2 | Yes |  | 33055-250DC | BIOMIQ
PS4020 | TENA ProSkin Stretch Super Brief, L/XL -104-163 cm (41-64”) (67903), 28/Pkg | Continence_Management | Continence Management - Briefs | 2 | Yes | Palliative Only | 67903 | Essity Canada Inc | https://shop.cardinalhealth.ca/chc/search?searchTerm=67903
PS4021 | TENA ProSkin Stretch Super Brief, M/R -84 - 32 cm (33-52”) (67902), 28/Pkg | Continence_Management | Continence Management - Briefs | 2 | Yes | Palliative Only | 67902 | Essity Canada Inc
PS4022 | TENA Comfort Pant, L/XL - 71-132 cm (28-52”), 60/Pkg (64222), 60/Pkg | Continence_Management | Continence Management - Briefs | 1 | Yes | Palliative Only | 64222 | Essity Canada Inc | https://shop.cardinalhealth.ca/chc/search?searchTerm=64222
PS4023 | TENA, Underpad Instadri Air, 23 x 36" (359), 7/Pkg | Continence_Management | Continence Management - Misc | 3 | Yes | Palliative Only | 359 | Essity Canada Inc | https://shop.cardinalhealth.ca/chc/search?searchTerm=359
PS4024 | TENA Air Flow Underpads, 58 x 91 cm (23 x 36") (370), 10/Pkg | Continence_Management | Continence Management - Misc | 2 | Yes |  | 370 | Essity Canada Inc | https://shop.cardinalhealth.ca/chc/search?searchTerm=370
PS4025 | Needle, Blunt Fill, 18GA X 1" (305181), EA | Needles_Syringes | Needles / Syringes - Needles Only | 6 | Yes |  | 305181 | Becton Dickinson | https://shop.cardinalhealth.ca/chc/search?searchTerm=BD305181
PS4026 | Wound Irrigation Tip, Sterile, 20GA with 7cm, Tubing (20-1104), EA | Wound_Care | Wound Care - Misc | 2 | Yes |  | 20-1104 | CANADIAN HOSPITAL SPECIALTIES | https://shop.cardinalhealth.ca/chc/search?searchTerm=CHS201104
PS4027 | Tourniquet Strap, LF 1 X 18" (CH5060), EA | Other | Other - Misc | 2 | Yes |  | CH5060 | Cardinal Health Canada | https://shop.cardinalhealth.ca/chc/search?searchTerm=CH-5060
PS4028 | Blood Collection Tube, Vacutainer Plus Whole Blood, 2mm, 13mm X 75mm, Lavender (367841), EA | Other | Other - Misc | 2 | Yes |  | 367841 | Becton Dickinson | https://shop.cardinalhealth.ca/chc/search?searchTerm=BD367841
PS4029 | Blood Collection Tube, Vacutainer Venous, 5ml, 13mm X 100mm, Gold (367986), EA | Other | Other - Misc | 2 | Yes |  | 367986 | Becton Dickinson | https://shop.cardinalhealth.ca/chc/search?searchTerm=BD367986
PS4030 | Blood Collection Tube, Vacutainer Plus PST PLasma,4.5ml, 13mm X 100mm, Green (367962), EA | Other | Other - Misc | 2 | Yes |  | 367962 | Becton Dickinson | https://shop.cardinalhealth.ca/chc/search?searchTerm=BD367962
PS4031 | Blood Collection Tube, Vacutainer Plus Sodium Citrate, 2.7ml, 13mm X 75mm, Light Blue (363083), EA | Other | Other - Misc | 2 | Yes |  | 363083 | Becton Dickinson | https://shop.cardinalhealth.ca/chc/search?searchTerm=BD363083
PS4032 | Blood Collection Tube, Vacutainer Plus Serum, 6ml, 13mm X 100mm, Red (367815), EA | Other | Other - Misc | 1 | Yes |  | 367815 | Becton Dickinson | https://shop.cardinalhealth.ca/chc/search?searchTerm=BD367815
PS4033 | Needle Holder for Blood Collection Tube, Single Use (364815), EA | Other | Other - Misc | 1 | Yes |  | 364815 | Becton Dickinson | https://shop.cardinalhealth.ca/chc/search?searchTerm=BD364815
PS4034 | Biohazard Specimen Bags, 3 Wall Zip, 8 X 10" (CH8X10BIOF), EA | Other | Other - Misc | 2 | Yes |  | CH8X10BIOF | Cardinal Health Canada | https://shop.cardinalhealth.ca/chc/search?searchTerm=CH8X10BIOF
PS4035 | Blood Collection and Infusion Set, Safety-Lock, Winged Needle with Luer adapter, 12" Tubing 23GA X 0.75" (367283), EA | Other | Other - Misc | 2 | Yes |  | 367283 | Becton Dickinson | https://shop.cardinalhealth.ca/chc/search?searchTerm=BD367283
PS4036 | Blood Collection and Infusion Set, Safety-Lock, Winged Needle with Luer adapter, 12" Tubing, 21GA X 0.75" (367281), EA | Other | Other - Misc | 1 | Yes |  | 367281 | Becton Dickinson | https://shop.cardinalhealth.ca/chc/search?searchTerm=BD367281
PS4037 | Sharps Container, Chemo, 2 gallon (7.5 litres) Red Lid (8982CRH), EA | Other | Other - Chemo | 14 | Yes |  | 8982CRH | Cardinal Health Canada | https://shop.cardinalhealth.ca/chc/search?searchTerm=Z8982CRH
PS4038 | Syringe, PosiFlush Prefilled 4% Sodium Citrate 3 ml (303270), EA | Infusion | Infusion - Line Care | 20 | Yes |  | 303270 | Becton Dickinson | https://shop.cardinalhealth.ca/chc/search?searchTerm=BD303270
PS4039 | Syringe, Tuberculin, Luer Lock, 1ml (309628), EA | Needles_Syringes | Needles / Syringes - Syringes Only | 20 | Yes |  | 309628 | Becton Dickinson
PS4040 | Needle, Hypodermic Safety, 25GA X 5/8" (1182558), EA | Needles_Syringes | Needles / Syringes - Needles Only | 20 | Yes |  | 1182558 | Cardinal Health Canada | https://shop.cardinalhealth.ca/chc/search?searchTerm=Z1182558
PS4041 | Syringe, Luer Lock, 3ml (1180300777), EA | Needles_Syringes | Needles / Syringes - Syringes Only | 20 | Yes |  | 1180300777 | Cardinal Health Canada | https://shop.cardinalhealth.ca/chc/search?searchTerm=Z1180300777
PS4042 | Syringe, Luer Lock, 12ml (Z1181200777), EA | Needles_Syringes | Needles / Syringes - Syringes Only | 20 | Yes |  | Z1181200777 | Cardinal Health Canada | https://shop.cardinalhealth.ca/chc/search?searchTerm=Z1181200777K
PS4043 | Syringe, Catheter Tip, 60cc (1186000444), EA | Needles_Syringes | Needles / Syringes - Needles Only | 20 | Yes |  | 1186000444 | Cardinal Health Canada
PS4044 | Needle, Hypodermic Safety, 22GA X 1 1/2" (1182215), EA | Needles_Syringes | Needles / Syringes - Needles Only | 20 | Yes |  | 1182215 | Cardinal Health Canada
PS4045 | Needle, Hypodermic Safety, 25GA X 1" (1182510), EA | Needles_Syringes | Needles / Syringes - Needles Only | 20 | Yes |  | 1182510 | Cardinal Health Canada | https://shop.cardinalhealth.ca/chc/search?searchTerm=Z1182510
PS4046 | Syringe, Luer Lock, 35cc (1183500777), EA | Needles_Syringes | Needles / Syringes - Syringes Only | 20 | Yes |  | 1183500777 | Cardinal Health Canada | https://shop.cardinalhealth.ca/chc/search?searchTerm=Z1183500777
PS4047 | Needle, Hypodermic Safety, 22GA X 1" (1182210), EA | Needles_Syringes | Needles / Syringes - Needles Only | 20 | Yes |  | 1182210 | Cardinal Health Canada | https://shop.cardinalhealth.ca/chc/search?searchTerm=Z1182210
PS4048 | Syringe, Luer Lock Tip, 6ml (1180600777), EA | Needles_Syringes | Needles / Syringes - Syringes Only | 20 | Yes |  | 1180600777 | Cardinal Health Canada | https://shop.cardinalhealth.ca/chc/search?searchTerm=Z1180600777
PS4049 | Syringe only, Tuberculin, Slip Tip, Sterile, 1ml (SS-01T), EA | Needles_Syringes | Needles / Syringes - Syringes Only | 20 | Yes |  | SS-01T | TERUMO MEDICAL CANADA INC. | https://shop.cardinalhealth.ca/chc/search?searchTerm=TC-SS-01T
PS4050 | Needle, Hypodermic Safety, 18G X 1 1/2" (1181815), EA | Needles_Syringes | Needles / Syringes - Needles Only | 20 | Yes |  | 1181815 | Cardinal Health Canada | https://shop.cardinalhealth.ca/chc/search?searchTerm=Z1181815
PS4051 | Needle, Bluntfill, 5 Micron Filter, 18GA X 1.5" (11811022F), EA | Needles_Syringes | Needles / Syringes - Needles Only | 20 | Yes |  | 11811022F | Cardinal Health Canada | https://shop.cardinalhealth.ca/chc/search?searchTerm=Z11811022F
PS4052 | Syringe, SoftPack, 6ml (1180600555), EA | Needles_Syringes | Needles / Syringes - Syringes Only | 1 | Yes |  | 1180600555 | Cardinal Health Canada | https://shop.cardinalhealth.ca/chc/search?searchTerm=Z1180600555
PS4053 | Sharps Container, 0.95 litre, Yellow (367216), EA | Needles_Syringes | Needles / Syringes - Misc | 2 | Yes | Clinic Only | 367216 | Becton Dickinson | https://shop.cardinalhealth.ca/chc/search?searchTerm=BD367216
PS4054 | Sharps Container, Horizontal Entry, Clinic, 7.6 litre, Yellow (303050), Clinic Only, EA | Needles_Syringes | Needles / Syringes - Misc | 20 | Yes | Clinic Only | 303050 | Becton Dickinson | https://shop.cardinalhealth.ca/chc/search?searchTerm=BD303050
PS4055 | Needle, PrecisionGlide, Hypodermic, 21GA X 1" (305165), EA | Needles_Syringes | Needles / Syringes - Needles Only | 20 | Yes |  | 305165 | Becton Dickinson | https://shop.cardinalhealth.ca/chc/search?searchTerm=BD305165
PS4056 | Needle, Eclipse, Hypodermic, 27GA X 1/2" (305758), EA | Needles_Syringes | Needles / Syringes - Needles Only | 20 | Yes |  | 305758 | Becton Dickinson | https://shop.cardinalhealth.ca/chc/search?searchTerm=BD305758
PS4057 | Needle, Eclipse, Hypodermic, 21GA X 1-1/2" (305765), EA | Needles_Syringes | Needles / Syringes - Needles Only | 20 | Yes |  | 305765 | Becton Dickinson | https://shop.cardinalhealth.ca/chc/search?searchTerm=BD305765
PS4058 | Hollister, Drainable Ostomy Pouch, 57mm, Lock and Roll Closure, with AF300 Filter, RD (18183), 10/Box | Ostomy_Supplies | Ostomy Supplies - Hollister | 1 | Yes | Max combined for all Pouches | 18183 | HOLLISTER LIMITED | https://shop.cardinalhealth.ca/chc/search?searchTerm=HOL18183
PS4059 | Hollister, Drainable Ostomy Pouch, 44mm, Lock and Roll Closure, with AF300 Filter, GR (18182), 10/Box | Ostomy_Supplies | Ostomy Supplies - Hollister | 1 | Yes | Max combined for all Pouches | 18182 | HOLLISTER LIMITED
PS4060 | Hollister, Drainable Ostomy Pouch, 70mm, Lock and Roll Closure, with AF300 Filter, BL (18184), 10/Box | Ostomy_Supplies | Ostomy Supplies - Hollister | 1 | Yes | Max combined for all Pouches | 18184 | HOLLISTER LIMITED
PS4061 | Hollister, CeraPlus, Two Piece Barrier, Tape, 57mm, Convex, Cut to fit, RD (11403), 5/Box | Ostomy_Supplies | Ostomy Supplies - Hollister | 2 | Yes |  | 11403 | HOLLISTER LIMITED | https://shop.cardinalhealth.ca/chc/search?searchTerm=HOL-11403
PS4062 | Hollister, CeraPlus, Two Piece Barrier, Tape, 57mm, Flat, Cut to fit, RD (11203), 5/Box | Ostomy_Supplies | Ostomy Supplies - Hollister | 2 | Yes | Max combined for all Flanges | 11203 | HOLLISTER LIMITED | https://shop.cardinalhealth.ca/chc/search?searchTerm=HOL-11203
PS4063 | Hollister, CeraPlus, Two Piece Barrier, Flange 70mm, Flat, Tape Border, Cut to Fit, BL (11204), 5/Box | Ostomy_Supplies | Ostomy Supplies - Hollister | 2 | Yes | Max combined for all Flanges | 11204 | HOLLISTER LIMITED
PS4064 | Hollister, CeraPlus, Two Piece Barrier, 70mm, Convex, Cut to fit, Fits up to 51mm, BL (11404), 5/Box | Ostomy_Supplies | Ostomy Supplies - Hollister | 2 | Yes | Max combined for all Flanges | 11404 | HOLLISTER LIMITED | https://shop.cardinalhealth.ca/chc/search?searchTerm=HOL-11404
PS4065 | Hollister, Urostomy Pouch, 57mm, RD (18913), 10/Box | Ostomy_Supplies | Ostomy Supplies - Hollister | 1 | Yes | Max combined for all Pouches | 18913 | HOLLISTER LIMITED | https://shop.cardinalhealth.ca/chc/search?searchTerm=HOL-18913
PS4066 | Hollister, Adapt CeraRing Convex Barrier Ring, Round, 30mm (89530), 10/Box | Ostomy_Supplies | Ostomy Supplies - Hollister | 1 | Yes |  | 89530 | HOLLISTER LIMITED | https://shop.cardinalhealth.ca/chc/search?searchTerm=HOL89530
PS4067 | Hollister, CeraPlus Two Piece Barrier, Taped Border, 44mm, Flat, Cut to Fit, Fits up to 32mm, GR (11202), 5/Box | Ostomy_Supplies | Ostomy Supplies - Hollister | 2 | Yes | Max combined for all Flanges | 11202 | HOLLISTER LIMITED
PS4068 | Hollister, CeraPlus Two Piece Barrier, Taped border, 44mm, Convex, Cut to Fit, Fits up to 25mm, GR (11402), 5/Box | Ostomy_Supplies | Ostomy Supplies - Hollister | 2 | Yes | Max combined for all Flanges | 11402 | HOLLISTER LIMITED
PS4069 | Hollister, New Image Two Piece Urostomy Pouch, 44mm, GR (18912), 10/Box | Ostomy_Supplies | Ostomy Supplies - Hollister | 1 | Yes | Max combined for all Pouches | 18912 | HOLLISTER LIMITED | https://shop.cardinalhealth.ca/chc/search?searchTerm=HOL-18912
PS4070 | Hollister, Adapt CeraRing Convex Barrier Ring, Round, 20mm (89520), 10/Box | Ostomy_Supplies | Ostomy Supplies - Hollister | 1 | Yes |  | 89520 | HOLLISTER LIMITED
PS4071 | Hollister, Adapt CeraRing Flat Ring Barrier Ring, Round, 48mm (8805), 10/Box | Ostomy_Supplies | Ostomy Supplies - Hollister | 1 | Yes |  | 8805 | HOLLISTER LIMITED
PS4072 | Hollister Adapt CeraRing Convex Barrier Ring, Round, 40mm (89540), 10/Box | Ostomy_Supplies | Ostomy Supplies - Hollister | 1 | Yes |  | 89540 | HOLLISTER LIMITED
PS4073 | Hollister, Pouchkins Two Piece Pouch, Drainable, Lock and Roll, 44mm, 6.5 inch, GR (3799), 10/Box | Ostomy_Supplies | Ostomy Supplies - Hollister | 1 | Yes | Max combined for all Pouches | 3799 | HOLLISTER LIMITED
PS4074 | Hollister, New Image Two Piece High Output Pouch, Drainable, 70mm, 12 inch, BL (18014), 10/Box | Ostomy_Supplies | Ostomy Supplies - Hollister | 1 | Yes | Max combined for all Pouches | 18014 | HOLLISTER LIMITED
PS4075 | Hollister, New Image Two Piece High Output Pouch, Drainable, 57mm, 12 inch, RD (18013), 10/Box | Ostomy_Supplies | Ostomy Supplies - Hollister | 1 | Yes | Max combined for all Pouches | 18013 | HOLLISTER LIMITED
PS4076 | Hollister CeraRing Convex Barrier Ring, Oval, 30mm x 48mm (89602), 10/Box | Ostomy_Supplies | Ostomy Supplies - Hollister | 1 | Yes |  | 89602 | HOLLISTER LIMITED
PS4077 | Hollister, New Image Two Piece Pouch, Drainable, 102mm, Lock and Roll Closure, YL (18006), 10/Box | Ostomy_Supplies | Ostomy Supplies - Hollister | 1 | Yes | Max combined for all Pouches | 18006 | HOLLISTER LIMITED
PS4078 | Hollister, New Image, Two Piece Urostomy Pouch, 44mm, Without Viewing Window, GR (18922), 10/Box | Ostomy_Supplies | Ostomy Supplies - Hollister | 1 | Yes | Max combined for all Pouches | 18922 | HOLLISTER LIMITED
PS4079 | Hollister, Premier One Piece Urostomy Pouch, Convex Flextend Barrier, Cut to Fit, Up to 25mm (84794), 5/Box | Ostomy_Supplies | Ostomy Supplies - Hollister | 1 | Yes | Max combined for all Pouches | 84794 | HOLLISTER LIMITED
PS4080 | Hollister, Pouchkins Newborn One Piece Pouch, Non-Convex, Cut to Fit, Up to 35mm x 22mm (3778), 15/Box | Ostomy_Supplies | Ostomy Supplies - Hollister | 1 | Yes | Max combined for all Pouches | 3778 | HOLLISTER LIMITED | https://shop.cardinalhealth.ca/chc/search?searchTerm=HOL3778
PS4081 | Hollister, New Image, Flat Flextend, Two Piece Barrier, 102mm, Cut to Fit, Up to 89mm, YL (14606), 5/Box | Ostomy_Supplies | Ostomy Supplies - Hollister | 2 | Yes |  | 14606 | HOLLISTER LIMITED
PS4082 | Hollister, Pouchkins Pediatric One Piece, Drainable Pouch, Without Filter, Flat, Cut to Fit, Up to 38mm (3796), 10/Box | Ostomy_Supplies | Ostomy Supplies - Hollister | 1 | Yes | Max combined for all Pouches | 3796 | HOLLISTER LIMITED
PS4083 | Hollister, Premier One Piece Urostomy Pouch, Flat Flextend Barrier, Cut to Fit, Up to 64mm (84490), 10/Box | Ostomy_Supplies | Ostomy Supplies - Hollister | 1 | Yes | Max combined for all Pouches | 84490 | HOLLISTER LIMITED
PS4084 | Hollister, New Image Two Piece Urostomy Pouch, 70mm, BL (18914), 10/Box | Ostomy_Supplies | Ostomy Supplies - Hollister | 1 | Yes | Max combined for all Pouches | 18914 | HOLLISTER LIMITED
PS4085 | Hollister, Pouchkins One Piece Urostomy Pouch, 38mm (3797), 10/Box | Ostomy_Supplies | Ostomy Supplies - Hollister | 1 | Yes | Max combined for all Pouches | 3797 | HOLLISTER LIMITED
PS4086 | Hollister CeraRing Convex Barrier Rings, Oval, 22mm x 38mm (89601), 10/Box | Ostomy_Supplies | Ostomy Supplies - Hollister | 1 | Yes |  | 89601 | HOLLISTER LIMITED
PS4087 | Hollister, Flextend One Piece Urostomy Pouch, Cut to fit, Convex Barrier (84798), 5/Box | Ostomy_Supplies | Ostomy Supplies - Hollister | 1 | Yes | Max combined for all Pouches | 84798 | HOLLISTER LIMITED
PS4088 | Hollister, Ostomy Belt, Medium, 58-109cm (23-43 inch) (7300), EA | Ostomy_Supplies | Ostomy Supplies - Hollister | 2 | Yes |  | 7300 | HOLLISTER LIMITED
PS4089 | Hollister, Premier One Piece Pouch, Drainable, Soft Convex, Lock and Roll, Cut to Fit, Up to 38mm (8958), 5/Box | Ostomy_Supplies | Ostomy Supplies - Hollister | 2 | Yes | Max combined for all Pouches | 8958 | HOLLISTER LIMITED
PS4090 | Hollister, Premier One Piece Ostomy Pouch, Drainable, Soft Convex, Lock and Roll Closure, Cut to Fit, Up to 55mm (89511), 5/Box | Ostomy_Supplies | Ostomy Supplies - Hollister | 2 | Yes | Max combined for all Pouches | 89511 | HOLLISTER LIMITED
PS4091 | Hollister, Premier One Piece Ostomy Pouch, Drainable, Lock and Roll, Soft Convex, Cut to fit up to 25mm (8954), 5/Box | Ostomy_Supplies | Ostomy Supplies - Hollister | 2 | Yes | Max combined for all Pouches | 8954 | HOLLISTER LIMITED
PS4092 | Hollister CeraRing Convex Barrier Ring, Oval, 38mm x 56mm, Stretch to 43mm x 61mm (89603), 10/Box | Ostomy_Supplies | Ostomy Supplies - Hollister | 1 | Yes |  | 89603 | HOLLISTER LIMITED
PS4093 | Hollister New Image, Two Piece High Output Ostomy Pouch, 44mm, Drainable, GR, 12 inch (18012), 10/Box | Ostomy_Supplies | Ostomy Supplies - Hollister | 1 | Yes | Max combined for all Pouches | 18012 | HOLLISTER LIMITED
PS4094 | Hollister, Ostomy Belt, Large, 86-164cm (34 - 65 inch) (7299), EA | Ostomy_Supplies | Ostomy Supplies - Hollister | 2 | Yes |  | 7299 | HOLLISTER LIMITED
PS4095 | Hollister Horizontal Attachement Device, Sterile, (9781), EA | Dressings | Dressings - Securement | 1 | Yes |  | HOL-9781 | HOLLISTER LIMITED
PS4096 | Convatec Eakin Cohesive Seal, Small 5cm (2 inch) (839002), EA | Ostomy_Supplies | Ostomy Supplies - Convatec | 10 | Yes |  | 839002 | CONVATEC
PS4097 | Convatec Eakin Cohesive Seal, Large 10cm (4 inch) (839001), EA | Ostomy_Supplies | Ostomy Supplies - Convatec | 10 | Yes |  | 839001 | CONVATEC | https://shop.cardinalhealth.ca/chc/search?searchTerm=CON839001
PS4098 | Cavi Wipes, 9 x 12", (MET11-1450), 66/Canister, Clinic Only | Other | Miscellaneous | 4 | Yes | Clinic Only | MET11-1450 | METREX
PS4099 | Examination Table Paper, 46cm x 78m (CHCS18225), 12/Box, Clinic Only | Other | Miscellaneous | 1 | Yes | Clinic Only | CHCS18225 | Cardinal Health Canada
PS4100 | Convatec, Natura Two Piece Urostomy Pouch, 45mm, Flat (401553), 10/Box | Ostomy_Supplies | Ostomy Supplies - Convatec | 1 | Yes | Max combined for all Pouches | 401553 | CONVATEC | https://shop.cardinalhealth.ca/chc/search?searchTerm=CON401553
PS4101 | Convatec, Natura Two Piece Durahesive Barrier, 57mm, Moldable, Convex (404594), 10/Box | Ostomy_Supplies | Ostomy Supplies - Convatec | 1 | Yes |  | 404594 | CONVATEC
PS4102 | Convatec, Natura Two Piece Pouch with filter, Drainable, 57mm, Invisiclose (416420), 10/Box | Ostomy_Supplies | Ostomy Supplies - Convatec | 1 | Yes | Max combined for all Pouches | 416420 | CONVATEC
PS4103 | Convatec, Natura Two Piece Pouch with filter, Drainable, 45mm, Invisiclose (416417), 10/Box | Ostomy_Supplies | Ostomy Supplies - Convatec | 1 | Yes | Max combined for all Pouches | 416417 | CONVATEC
PS4104 | Convatec, Natura two piece Duradhesive barrier, 45 mm, Convex Moldable (404593), 10/Box | Ostomy_Supplies | Ostomy Supplies - Convatec | 1 | Yes |  | 404593 | CONVATEC
PS4105 | Convatec, Natura Two Piece Pouch no filter, Drainable, 70mm, Invisiclose (416423), 10/Box | Ostomy_Supplies | Ostomy Supplies - Convatec | 1 | Yes | Max combined for all Pouches | 416423 | CONVATEC
PS4106 | Convatec, Natura Durahesive, Two Piece Barrier, 57mm, Flat, Cut to fit (413162), 10/Box | Ostomy_Supplies | Ostomy Supplies - Convatec | 1 | Yes |  | 413162 | CONVATEC
PS4107 | Convatec, Esteem One Piece Pouch, Drainable, Flat, Cut to fit, 19-64mm (416976), 10/Box | Ostomy_Supplies | Ostomy Supplies - Convatec | 1 | Yes | Max combined for all Pouches | 416976 | CONVATEC
PS4108 | Convatec, Natura Two Piece Urostomy Pouch, 57mm (401554), 10/Box | Ostomy_Supplies | Ostomy Supplies - Convatec | 1 | Yes | Max combined for all Pouches | 401554 | CONVATEC
PS4109 | Convatec, Natura Two Piece Durahesive Barrier, 45mm, Flat, Cut to Fit (413161), 10/Box | Ostomy_Supplies | Ostomy Supplies - Convatec | 1 | Yes |  | 413161 | CONVATEC
PS4110 | Convatec, Little Ones Stomahesive One Piece Pouch, Drainable, Non Convex, Cut to Fit, 0-23mm, 10/Box (411633), 10/Box | Ostomy_Supplies | Ostomy Supplies - Convatec | 1 | Yes | Max combined for all Pouches | 411633 | CONVATEC
PS4111 | Convatec, Natura Durahesive Two Piece Barrier, 45mm, Convex, Moldable (404592), 10/Box | Ostomy_Supplies | Ostomy Supplies - Convatec | 1 | Yes |  | 404592 | CONVATEC
PS4112 | Convatec, Natura Durahesive Two Piece Barrier, 45mm, Flat, Moldable (413418), 10/Box | Ostomy_Supplies | Ostomy Supplies - Convatec | 1 | Yes |  | 413418 | CONVATEC
PS4113 | Convatec, Esteem Durahesive One Piece Urostomy Pouch, Flat, Cut to Fit, 13-45mm (421631), 10/Box | Ostomy_Supplies | Ostomy Supplies - Convatec | 1 | Yes | Max combined for all Pouches | 421631 | CONVATEC
PS4114 | Convatec, Natura Durahesive Two Piece Barrier, 57mm, Flat, Moldable (413419), 10/Box | Ostomy_Supplies | Ostomy Supplies - Convatec | 1 | Yes |  | 413419 | CONVATEC
PS4115 | Condom Catheter, External, Male, 35mm, Coveen (22135), EA | Urinary | Urinary - Condom Cath | 14 | Yes |  | COL22135 | Coloplast Canada Corporation
PS4116 | Convatec, Natura Durahesive Two Piece Barrier, 70mm, Flat, Cut to Fit (413163), 10/Box | Ostomy_Supplies | Ostomy Supplies - Convatec | 1 | Yes |  | 413163 | CONVATEC
PS4117 | Convatec, Natura Durahesive Two Piece Barrier, 70mm, Flat, Moldable (413420), 10/Box | Ostomy_Supplies | Ostomy Supplies - Convatec | 1 | Yes |  | 413420 | CONVATEC
PS4118 | Stomahesive Paste, 2 oz tube (183910), EA | Ostomy_Supplies | Ostomy Supplies - Convatec | 1 | Yes |  | 183910 | CONVATEC
PS4119 | Coloplast, Brava Ostomy Powder, Moisture Absorbent, 1 oz (25 gr) (1907), EA | Ostomy_Supplies | Ostomy Supplies - Coloplast | 1 | Yes |  | 1907 | Coloplast Canada Corporation
PS4120 | Coloplast, Mio Flex, Two Piece Non-Convex Skin Barrier, 50mm, Cut to Fit, RD (10561), 10/Box | Ostomy_Supplies | Ostomy Supplies - Coloplast | 1 | Yes |  | 10561 | Coloplast Canada Corporation
PS4121 | Coloplast, Mio Click, Two Piece Barrier, 60mm, Convex Light, Cut to Fit, 15-40mm, BL, (16921), 5/Box | Ostomy_Supplies | Ostomy Supplies - Coloplast | 2 | Yes |  | 16921 | Coloplast Canada Corporation
PS4122 | Coloplast, Mio Baby Two Piece Barrier, Cut to Fit, 0-40mm (18705), 5/Box | Ostomy_Supplies | Ostomy Supplies - Coloplast | 2 | Yes |  | 18705 | Coloplast Canada Corporation
PS4123 | Coloplast, Mio Kids Two Piece Barrier, Non-Convex, 35mm, Cut to Fit, 0-35mm (18747), 5/Box | Ostomy_Supplies | Ostomy Supplies - Coloplast | 2 | Yes |  | 18747 | Coloplast Canada Corporation
PS4124 | Coloplast, Mio Click, Two Piece Barrier, Convex Deep, 40mm, Cut to Fit, 10-20mm, GR (16941), 5/Box | Ostomy_Supplies | Ostomy Supplies - Coloplast | 2 | Yes |  | 16941 | Coloplast Canada Corporation
PS4125 | Coloplast, Mio Click Two Piece Barrier, Convex Deep, 50mm, Cut to Fit, 15-30mm RD (16951), 5/Box | Ostomy_Supplies | Ostomy Supplies - Coloplast | 2 | Yes |  | 16951 | Coloplast Canada Corporation
PS4126 | Coloplast, Mio Click, Two Piece Barrier, Convex Deep, 60mm, Cut to Fit, 15-40mm, BL (16961), 5/Box | Ostomy_Supplies | Ostomy Supplies - Coloplast | 2 | Yes |  | 16961 | Coloplast Canada Corporation
PS4127 | Coloplast, Mio Click Two Piece Barrier, Deep Convex, 70mm, Cut to Fit, 15-53mm, YL (16971), 5/Box | Ostomy_Supplies | Ostomy Supplies - Coloplast | 2 | Yes |  | 16971 | Coloplast Canada Corporation
PS4128 | Coloplast, Mio Click Two Piece Barrier, Convex Light, 40mm, Cut to Fit, 10-20mm, GR (16901), 5/Box | Ostomy_Supplies | Ostomy Supplies - Coloplast | 2 | Yes |  | 16901 | Coloplast Canada Corporation
PS4129 | Coloplast, Mio Click Two Piece Barrier, Convex Light, 50mm, Cut to Fit, 15-30mm, RD (16911), 5/Box | Ostomy_Supplies | Ostomy Supplies - Coloplast | 2 | Yes |  | 16911 | Coloplast Canada Corporation
PS4130 | Coloplast, Mio Click, Two Piece Barrier, Convex Light, 70mm, Cut to Fit, 15-53mm, YL (16931), 5/Box | Ostomy_Supplies | Ostomy Supplies - Coloplast | 2 | Yes |  | 16931 | Coloplast Canada Corporation
PS4131 | Coloplast, Mio Flex Two Piece Barrier, Flex Convex Light, 35mm, Cut to Fit, Fit 10-20mm, GR (16471), 5/Box | Ostomy_Supplies | Ostomy Supplies - Coloplast | 2 | Yes |  | 16471 | Coloplast Canada Corporation
PS4132 | Coloplast, Mio Flex Two Piece Barrier, Flex Convex Light, 50mm, Cut to Fit, Fits 15-30mm, RD (16481), 5/Box | Ostomy_Supplies | Ostomy Supplies - Coloplast | 2 | Yes |  | 16481 | Coloplast Canada Corporation
PS4133 | Coloplast, Mio Flex Two Piece Barrier, Flex Convex Light, 50mm, Cut to Fit, Fits 15-40mm, RD (16483), 5/Box | Ostomy_Supplies | Ostomy Supplies - Coloplast | 2 | Yes |  | 16483 | Coloplast Canada Corporation
PS4134 | Coloplast, Mio Flex Two Piece Barrier, Flex Convex Light, 70mm, Cut to Fit, Fits 15-53mm, YL (16491), 5/Box | Ostomy_Supplies | Ostomy Supplies - Coloplast | 2 | Yes |  | 16491 | Coloplast Canada Corporation
PS4135 | Coloplast, Brava Belt for Mio, XXL 155cm (61 inch) (424), EA | Ostomy_Supplies | Ostomy Supplies - Coloplast | 2 | Yes |  | 424 | Coloplast Canada Corporation | https://shop.cardinalhealth.ca/chc/search?searchTerm=COL0424
PS4136 | Coloplast, Brava Belt for Mio, Standard 100cm (40 inch) (423), EA | Ostomy_Supplies | Ostomy Supplies - Coloplast | 2 | Yes |  | 423 | Coloplast Canada Corporation | https://shop.cardinalhealth.ca/chc/search?searchTerm=COL0423
PS4137 | Coloplast, Mio One Piece Pouch, Convex Deep, Drainable, Cut to Fit, 10-43mm (16768), 10/Box | Ostomy_Supplies | Ostomy Supplies - Coloplast | 1 | Yes |  | 16768 | Coloplast Canada Corporation
PS4138 | Coloplast, Mio One Piece Pouch, Non Convex, Drainable, Maxi, Cut to Fit, 10-55mm (10471), 10/Box | Ostomy_Supplies | Ostomy Supplies - Coloplast | 1 | Yes |  | 10471 | Coloplast Canada Corporation | https://shop.cardinalhealth.ca/chc/search?searchTerm=COL10471
PS4139 | Coloplast, Mio Click Two Piece Barrier, Non Convex, 60mm, Cut to Fit, 10-55mm, BL (10522), 5/Box | Ostomy_Supplies | Ostomy Supplies - Coloplast | 2 | Yes |  | 10522 | Coloplast Canada Corporation
PS4140 | Coloplast, Mio Click Two Piece Barrier, Non Convex, 40mm, Cut to Fit, 10-35mm. GR (10502), 5/Box | Ostomy_Supplies | Ostomy Supplies - Coloplast | 2 | Yes |  | 10502 | Coloplast Canada Corporation
PS4141 | Coloplast, Mio Click Two Piece Barrier, Non Convex, 70mm, Cut to Fit, 10-65mm, YL (10531), 5/Box | Ostomy_Supplies | Ostomy Supplies - Coloplast | 2 | Yes |  | 10531 | Coloplast Canada Corporation
PS4142 | Coloplast, Mio Click Two Piece Barrier, Non Convex, 50mm, Cut to Fit, 10-45mm, RD (10512), 5/Box | Ostomy_Supplies | Ostomy Supplies - Coloplast | 2 | Yes |  | 10512 | Coloplast Canada Corporation
PS4143 | Coloplast, Mio Click Two Piece Pouch, Drainable, Wide Outlet, No filter, 40mm, GR (11462), 10/Box | Ostomy_Supplies | Ostomy Supplies - Coloplast | 1 | Yes | Max combined for all Pouches | 11462 | Coloplast Canada Corporation
PS4144 | Coloplast, Mio Click Two Piece Pouch, Drainable, Wide Outlet, No filter, 70mm, YL (11486), 10/Box | Ostomy_Supplies | Ostomy Supplies - Coloplast | 1 | Yes | Max combined for all Pouches | 11486 | Coloplast Canada Corporation
PS4145 | Coloplast, Mio Click, Two Piece Pouch, Drainable, Wide Outlet, No filter, 60mm, BL (11482), 10/Box | Ostomy_Supplies | Ostomy Supplies - Coloplast | 1 | Yes | Max combined for all Pouches | 11482 | Coloplast Canada Corporation
PS4146 | Coloplast, Mio Flex Two Piece Barrier, Non Convex, Cut to fit, 35mm, Cut to Fit, 10-33mm, GR (10551), 10/Box | Ostomy_Supplies | Ostomy Supplies - Coloplast | 1 | Yes |  | 10551 | Coloplast Canada Corporation
PS4147 | Coloplast, Mio Flex Two Piece Pouch, Midi, Drainable, 35mm, GR (12262), 10/Box | Ostomy_Supplies | Ostomy Supplies - Coloplast | 1 | Yes | Max combined for all Pouches | 12262 | Coloplast Canada Corporation
PS4148 | Coloplast Mio Flex Two Piece Pouch, Drainable, Maxi, 50mm, RD (12272), 10/Box | Ostomy_Supplies | Ostomy Supplies - Coloplast | 1 | Yes | Max combined for all Pouches | 12272 | Coloplast Canada Corporation
PS4149 | Coloplast, Mio Flex Two Piece Pouch, Drainable, Maxi, 70mm, YL (12282), 10/Box | Ostomy_Supplies | Ostomy Supplies - Coloplast | 1 | Yes | Max combined for all Pouches | 12282 | Coloplast Canada Corporation
PS4150 | Coloplast, Mio Baby Flex, Two Piece Pouch, 35mm, Drainable, No Filter (18700), 10/Box | Ostomy_Supplies | Ostomy Supplies - Coloplast | 1 | Yes | Max combined for all Pouches | 18700 | Coloplast Canada Corporation
PS4151 | Coloplast, Mio Click Two Piece Pouch, 50mm, Drainable, Midi, No Filter, Wide Outlet, RD (11472), 10/Box | Ostomy_Supplies | Ostomy Supplies - Coloplast | 1 | Yes | Max combined for all Pouches | 11472 | Coloplast Canada Corporation
PS4152 | Coloplast, Mio Kids Flex Tw Piece Pouch, Drainable, Midi, 35mm, GR (18724), 10/Box | Ostomy_Supplies | Ostomy Supplies - Coloplast | 1 | Yes | Max combined for all Pouches | 18724 | Coloplast Canada Corporation
PS4153 | Coloplast, Mio One Piece Pouch, Deep Convex, With Filter, Drainable, Maxi, Cut to Fit, 10-23mm (16755), 10/Box | Ostomy_Supplies | Ostomy Supplies - Coloplast | 1 | Yes | Max combined for all Pouches | 16755 | Coloplast Canada Corporation
PS4154 | Coloplast, Mio One Piece Pouch, Deep Convex, With Filter, Drainable, Maxi, Cut to Fit, 15-33mm (16756), 10/Box | Ostomy_Supplies | Ostomy Supplies - Coloplast | 1 | Yes | Max combined for all Pouches | 16756 | Coloplast Canada Corporation
PS4155 | Coloplast, Mio One Piece Pouch, Soft Convex, With Filter, Drainable, Maxi, Cut to Fit, 10-50mm (16706), 10/Box | Ostomy_Supplies | Ostomy Supplies - Coloplast | 1 | Yes | Max combined for all Pouches | 16706 | Coloplast Canada Corporation
PS4156 | Coloplast, Mio One Piece Soft Pouch With Filter, Drainable, Convex, Maxi, Cut to Fit, 15-33mm (16705), 10/Box | Ostomy_Supplies | Ostomy Supplies - Coloplast | 1 | Yes | Max combined for all Pouches | 16705 | Coloplast Canada Corporation
PS4157 | Coloplast, Mio One Piece Urostomy Pouch, Deep Convex, Fits 10-23mm, No Filter (16855), 10/Box | Ostomy_Supplies | Ostomy Supplies - Coloplast | 1 | Yes | Max combined for all Pouches | 16855 | Coloplast Canada Corporation
PS4158 | Coloplast, Mio One Piece Urostomy Pouch, Deep Convex, Fits 15-33mm, No Filter (16856), 10/Box | Ostomy_Supplies | Ostomy Supplies - Coloplast | 1 | Yes | Max combined for all Pouches | 16856 | Coloplast Canada Corporation
PS4159 | Coloplast, Mio One Piece Urostomy Pouch, Soft Convex, Fits 10-33mm No Filter (16805), 10/Box | Ostomy_Supplies | Ostomy Supplies - Coloplast | 1 | Yes | Max combined for all Pouches | 16805 | Coloplast Canada Corporation
PS4160 | Coloplast, Mio One Piece Urostomy Pouch, Non Convex, Maxi, Cut to Fit 10-45mm (10582), 10/Box | Ostomy_Supplies | Ostomy Supplies - Coloplast | 1 | Yes | Max combined for all Pouches | 10582 | Coloplast Canada Corporation
PS4161 | Coloplast, Mio Click Two Piece Urostomy Pouch, 50mm, RD (11497), 10/Box | Ostomy_Supplies | Ostomy Supplies - Coloplast | 1 | Yes | Max combined for all Pouches | 11497 | Coloplast Canada Corporation
PS4162 | Coloplast, Mio Click Two Piece Urostomy Pouch, 40mm, No Filter, GR (11491), 10/Box | Ostomy_Supplies | Ostomy Supplies - Coloplast | 1 | Yes | Max combined for all Pouches | 11491 | Coloplast Canada Corporation
PS4163 | Coloplast Mio Flex Two Piece Urostomy Pouch, No Filter, Coupling GR, 35mm (12291), 10/Box | Ostomy_Supplies | Ostomy Supplies - Coloplast | 1 | Yes | Max combined for all Pouches | 12291 | Coloplast Canada Corporation
PS4164 | Coloplast, Mio Flex Two Piece Urostomy Pouch, No Filter, 50mm, RD (12297), 10/Box | Ostomy_Supplies | Ostomy Supplies - Coloplast | 1 | Yes | Max combined for all Pouches | 12297 | Coloplast Canada Corporation
PS4165 | Coloplast, Mio Kids Flex Two Piece Urostomy Pouch, 35mm (18731), 10/Box | Ostomy_Supplies | Ostomy Supplies - Coloplast | 1 | Yes | Max combined for all Pouches | 18731 | Coloplast Canada Corporation
PS4166 | Coloplast, Brava 48mm Protective Ring, Moldable (12045), EA | Ostomy_Supplies | Ostomy Supplies - Coloplast | 10 | Yes |  | 12045 | Coloplast Canada Corporation
PS4167 | Coloplast, Brava 57mm Protective Ring, Moldable (12047), EA | Ostomy_Supplies | Ostomy Supplies - Coloplast | 10 | Yes |  | 12047 | Coloplast Canada Corporation
PS4168 | Coloplast, Brava 64mm Protective Ring, Moldable (12049), EA | Ostomy_Supplies | Ostomy Supplies - Coloplast | 10 | Yes |  | 12049 | Coloplast Canada Corporation
PS4169 | Coloplast, Fistula & Wound Management System, Flexible Lid, Midi (14031), 10/Box | Ostomy_Supplies | Ostomy Supplies - Coloplast | 1 | Yes |  | 14031 | Coloplast Canada Corporation
PS4170 | Coloplast, Fistula & Wound Management System, Flexible Lid, Mini (14021), 10/Box | Ostomy_Supplies | Ostomy Supplies - Coloplast | 1 | Yes |  | 14021 | Coloplast Canada Corporation
PS4171 | Hollister, CeraPlus, One Piece Pouch, Drainable, Flat, Lock and Roll, Cut to Fit Filter, Up to 64mm (8901), 10/Box | Ostomy_Supplies | Ostomy Supplies - Hollister | 1 | Yes | Max combined for all Pouches | 8901 | HOLLISTER LIMITED | https://shop.cardinalhealth.ca/chc/search?searchTerm=HOL-8901
PS4172 | Convatec, Natura Two Piece Barrier, Convex, 57mm , Cut to Fit, Accordian Flange (421640), 10/Box | Ostomy_Supplies | Ostomy Supplies - Convatec | 1 | Yes | Max combined for all Flanges | 421640 | CONVATEC
PS4173 | Coloplast, Mio Kids One Piece Pouch, Drainable, Non Convex, Midi, Cut to Fit, 0-35mm (18710), 10/Box | Ostomy_Supplies | Ostomy Supplies - Coloplast | 1 | Yes | Max combined for all Pouches | 18710 | Coloplast Canada Corporation
PS4174 | Convatec, Natura Two Piece Accordian Barrier, 70mm, Convex, Cut to Fit (421642), 10/Box | Ostomy_Supplies | Ostomy Supplies - Convatec | 1 | Yes | Max combined for all Flanges | 421642 | CONVATEC
PS4175 | Convatec, Natura Two Piece Accordian Barrier, 45mm, Convex, Cut to Fit (421638), 10/Box | Ostomy_Supplies | Ostomy Supplies - Convatec | 1 | Yes | Max combined for all Flanges | 421638 | CONVATEC
PS4176 | Coloplast, Mio Flex Two Piece Barrier, Non Convex, 70mm, Fits 10-68mm, YL (10571), 10/Box | Ostomy_Supplies | Ostomy Supplies - Coloplast | 1 | Yes | Max combined for all Flanges | 10571 | Coloplast Canada Corporation | https://shop.cardinalhealth.ca/chc/search?searchTerm=COL10571
PS4177 | Tubing Aerosol 6 ft Corrugated (001400), EA | Respiratory_Supplies | Respiratory Supplies - Tracheotomy | 1 | Yes |  | 001400 | VYAIRE MEDICAL
PS4178 | Tracheostomy Tube, Cuffless Non-Metal, Neonatal 3.5mm x 32mm (3.5NEF), EA | Respiratory_Supplies | Respiratory Supplies - Tracheotomy | 1 | Yes |  | 3.5NEF | Medtronic of Canada Ltd.
PS4179 | Tracheostomy Tube, Cuffless Non-Metal, Neonatal 3mm x 30mm (3.0NEF), EA | Respiratory_Supplies | Respiratory Supplies - Tracheotomy | 1 | Yes |  | 3.0NEF | Medtronic of Canada Ltd.
PS4180 | Tracheostomy Tube, Cuffless Non-Metal, Neonatal 4.5mm ID x 6.5mm OD x 36mm (4.5NEF), EA | Respiratory_Supplies | Respiratory Supplies - Tracheotomy | 1 | Yes |  | 4.5NEF | Medtronic of Canada Ltd.
PS4181 | Tracheostomy Tube, Cuffless Non-Metal, Neonatal 4mm x 34mm (4.0NEF), EA | Respiratory_Supplies | Respiratory Supplies - Tracheotomy | 1 | Yes |  | 4.0NEF | Medtronic of Canada Ltd.
PS4182 | Tracheostomy Tube, Cuffless Non-Metal, Pediatric 3.5mm x 40mm (3.5PEF), EA | Respiratory_Supplies | Respiratory Supplies - Tracheotomy | 1 | Yes |  | 3.5PEF | Medtronic of Canada Ltd. | https://shop.cardinalhealth.ca/chc/search?searchTerm=TY3.5PEF
PS4183 | Tracheostomy Tube, Cuffless Non-Metal, Pediatric 3mm x 39mm (3.0PEF), EA | Respiratory_Supplies | Respiratory Supplies - Tracheotomy | 1 | Yes |  | 3.0PEF | Medtronic of Canada Ltd. | https://shop.cardinalhealth.ca/chc/search?searchTerm=TY3.0PEF
PS4184 | Tracheostomy Tube, Cuffless Non-Metal, Pediatric 4.5mm ID x 6.5mm OD x 42mm (4.5PEF), EA | Respiratory_Supplies | Respiratory Supplies - Tracheotomy | 1 | Yes |  | 4.5PEF | Medtronic of Canada Ltd. | https://shop.cardinalhealth.ca/chc/search?searchTerm=TY4.5PEF
PS4185 | Tracheostomy Tube, Cuffless Non-Metal, Pediatric 4mm x 41mm (4.0PEF), EA | Respiratory_Supplies | Respiratory Supplies - Tracheotomy | 1 | Yes |  | 4.0PEF | Medtronic of Canada Ltd. | https://shop.cardinalhealth.ca/chc/search?searchTerm=TY4.0PEF
PS4186 | Tracheostomy Tube, Cuffless Non-Metal, Pediatric 5.5mm ID x 7.7mm OD x 46mm (5.5PEF), EA | Respiratory_Supplies | Respiratory Supplies - Tracheotomy | 1 | Yes |  | 5.5PEF | Medtronic of Canada Ltd. | https://shop.cardinalhealth.ca/chc/search?searchTerm=TY5.5PEF
PS4187 | Tracheostomy Tube, Cuffless Non-Metal, Pediatric 5.5mm ID x 7.1mm OD x 44mm (5.0PEF), EA | Respiratory_Supplies | Respiratory Supplies - Tracheotomy | 1 | Yes |  | 5.0PEF | Medtronic of Canada Ltd.
PS4188 | Solution, 3% Hydrogen Peroxide Antiseptic, 500ML Bottle (SHP500), EA | Respiratory_Supplies | Respiratory Supplies - Tracheotomy | 1 | Yes |  | SHP500 | CANADIAN CUSTOM PACKAGING CO | https://shop.cardinalhealth.ca/chc/search?searchTerm=SHP500
PS4189 | Catheter, Suction, 12FR Coude Tip, Control Valve, Sterile, Disposable (52-2012), EA | Respiratory_Supplies | Respiratory Supplies - Tracheotomy | 14 | Yes |  | 52-2012 | CANADIAN HOSPITAL SPECIALTIES | https://shop.cardinalhealth.ca/chc/search?searchTerm=52-2012
PS4190 | Connecting Tube, Suction, 1/4 X 72", Sterile, Disposable (70-8072), EA | Respiratory_Supplies | Respiratory Supplies - Tracheotomy | 14 | Yes |  | 70-8072 | CANADIAN HOSPITAL SPECIALTIES | https://shop.cardinalhealth.ca/chc/search?searchTerm=70-8072
PS4191 | Catheter, Suction 10FR Straight 1cm Calibrated, Control Valve, Sterile, Disposable (50-1010), EA | Respiratory_Supplies | Respiratory Supplies - Tracheotomy | 14 | Yes |  | 50-1010 | CANADIAN HOSPITAL SPECIALTIES | https://shop.cardinalhealth.ca/chc/search?searchTerm=50-1010
PS4192 | Catheter, Suction 8FR Straight 1cm Calibrated, Control Valve, Sterile, Disposable (50-1008), EA | Respiratory_Supplies | Respiratory Supplies - Tracheotomy | 14 | Yes |  | 50-1008 | CANADIAN HOSPITAL SPECIALTIES | https://shop.cardinalhealth.ca/chc/search?searchTerm=50-1008
PS4193 | Yankauer Suction Handle with Bulb Tip, No Control Vent, Sterile (30-3064), EA | Respiratory_Supplies | Respiratory Supplies - Tracheotomy | 1 | Yes |  | 30-3064 | CANADIAN HOSPITAL SPECIALTIES | https://shop.cardinalhealth.ca/chc/search?searchTerm=30-3064
PS4194 | Catheter, Suction 6FR Straight 1cm Calibrated, Control Valve, Sterile, Disposable (50-1006), EA | Respiratory_Supplies | Respiratory Supplies - Tracheotomy | 2 | Yes |  | 50-1006 | CANADIAN HOSPITAL SPECIALTIES | https://shop.cardinalhealth.ca/chc/search?searchTerm=50-1006
PS4195 | Yankauer Suction Handle with Bulb Tip, Control Vent, Sterile (30-3062), EA | Respiratory_Supplies | Respiratory Supplies - Tracheotomy | 2 | Yes |  | 30-3062 | CANADIAN HOSPITAL SPECIALTIES | https://shop.cardinalhealth.ca/chc/search?searchTerm=30-3062
PS4196 | Tracheostomy Tube Brush, Cleaning Brush, Small, Sterile (85-4207), EA | Respiratory_Supplies | Respiratory Supplies - Tracheotomy | 4 | Yes |  | 85-4207 | CANADIAN HOSPITAL SPECIALTIES | https://shop.cardinalhealth.ca/chc/search?searchTerm=85-4207
PS4197 | Tracheostomy Tube Brush, Cleaning Brush, Large, Sterile (85-4206), EA | Respiratory_Supplies | Respiratory Supplies - Tracheotomy | 4 | Yes |  | 85-4206 | CANADIAN HOSPITAL SPECIALTIES | https://shop.cardinalhealth.ca/chc/search?searchTerm=85-4206
PS4198 | Tracheostomy Tube Tie, Large, 56cm X 3cm, Necks 30-46cm (8197L), EA | Respiratory_Supplies | Respiratory Supplies - Tracheotomy | 2 | Yes |  | 8197L | CANADIAN HOSPITAL SPECIALTIES | https://shop.cardinalhealth.ca/chc/search?searchTerm=5163-8197L
PS4199 | Tracheostomy Tube Tie, Medium, 41cm X 3cm, Necks 20-33cm (8197M), EA | Respiratory_Supplies | Respiratory Supplies - Tracheotomy | 2 | Yes |  | 8197M | CANADIAN HOSPITAL SPECIALTIES | https://shop.cardinalhealth.ca/chc/search?searchTerm=5163-8197M
PS4200 | Tracheostomy Inner Cannula, Adult 7.5mm X 10.8mm, Disposable, Non-Dehp, Latex-Free (6IC75), EA | Respiratory_Supplies | Respiratory Supplies - Tracheotomy | 14 | Yes |  | 6IC75 | Medtronic of Canada Ltd. | https://shop.cardinalhealth.ca/chc/search?searchTerm=TY6IC75
PS4201 | Tracheostomy Inner Cannula, Adult Sz 4, Disposable, Non-Dehp, Latex-Free (4IC65), EA | Respiratory_Supplies | Respiratory Supplies - Tracheotomy | 14 | Yes |  | 4IC65 | Medtronic of Canada Ltd. | https://shop.cardinalhealth.ca/chc/search?searchTerm=TY4IC65
PS4202 | Tracheostomy Inner Cannula, Extended Length, Disposable, Non Metal, Latex-Free, 6mm x 95mm (60XLTIN), EA | Respiratory_Supplies | Respiratory Supplies - Tracheotomy | 14 | Yes |  | 60XLTIN | Medtronic of Canada Ltd. | https://shop.cardinalhealth.ca/chc/search?searchTerm=TY60XLTIN
PS4203 | Tracheostomy Tube, Adult Sz 6, Cuffless, Fenestrated with reusable Inner Cannula, Non Metal, Latex-Free, 6.4mm X 10.8mm X 76mm (6CFN), EA | Respiratory_Supplies | Respiratory Supplies - Tracheotomy | 1 | Yes |  | 6CFN | Medtronic of Canada Ltd. | https://shop.cardinalhealth.ca/chc/search?searchTerm=TY6CFN
PS4204 | Tracheostomy Tube, Sz 6/7.5mm, Cuffless, Flexible, Disposable Inner Cannula, Non DEHP, Non-Latex, 7.5mm X 10.8 (6UN75H), EA | Respiratory_Supplies | Respiratory Supplies - Tracheotomy | 1 | Yes |  | 6UN75H | Medtronic of Canada Ltd. | https://shop.cardinalhealth.ca/chc/search?searchTerm=TY6UN75H
PS4205 | Tracheostomy Tube, Adult Sz 4, Cuffless, Fenestrated with reusable Inner Cannula, Non Metal, Latex-Free, 5mm X 9.4mm X 65mm (4CFN), EA | Respiratory_Supplies | Respiratory Supplies - Tracheotomy | 1 | Yes |  | 4CFN | Medtronic of Canada Ltd. | https://shop.cardinalhealth.ca/chc/search?searchTerm=TY4CFN
PS4206 | Tracheostomy Tube, Taperguard Cuffless, Inner Cannula 5.5mm, Flexible, Disposable, 6.5mm X 9.4mm (4UN65H), EA | Respiratory_Supplies | Respiratory Supplies - Tracheotomy | 1 | Yes |  | 4UN65H | Medtronic of Canada Ltd. | https://shop.cardinalhealth.ca/chc/search?searchTerm=TY4UN65H
PS4207 | Tracheostomy Tube, Cuffless, Extended Length, Disposable Inner Cannula, Latex-Free, Non Metal, Adult 6mm X 11mm X 95mm (60XLTUD), EA | Respiratory_Supplies | Respiratory Supplies - Tracheotomy | 1 | Yes |  | 60XLTUD | Medtronic of Canada Ltd. | https://shop.cardinalhealth.ca/chc/search?searchTerm=TY60XLTUD
PS4208 | Tracheostomy Inner Cannula, Extended Length, Latex-Free, Disposable, Non Metal, Adult 8mm X 105mm (80XLTIN), EA | Respiratory_Supplies | Respiratory Supplies - Tracheotomy | 1 | Yes |  | 80XLTIN | Medtronic of Canada Ltd. | https://shop.cardinalhealth.ca/chc/search?searchTerm=TY80XLTIN
PS4209 | Tracheostomy Inner Cannula, Extended Length, Latex-Free, Disposable, Non Metal, Adult 7mm X 12.3 mm X100mm (70XLTIN), EA | Respiratory_Supplies | Respiratory Supplies - Tracheotomy | 1 | Yes |  | 70XLTIN | Medtronic of Canada Ltd. | https://shop.cardinalhealth.ca/chc/search?searchTerm=TY70XLTIN
PS4210 | Tracheostomy Tube, Cuffless, Flexible Reusable Inner Cannula, Latex-Free, Non-DEHP, Adult 6.5mm 9.4mm, Cannula 5.5mm (4UN65R), EA | Respiratory_Supplies | Respiratory Supplies - Tracheotomy | 1 | Yes |  | 4UN65R | Medtronic of Canada Ltd. | https://shop.cardinalhealth.ca/chc/search?searchTerm=TY4UN65R
PS4211 | Tracheostomy Tube, Cuffless, Flexible, Latex-Free, Non-DEHP, Adult 8.5mm X 12.2mm, Cannula 7.5mm (8UN85H), EA | Respiratory_Supplies | Respiratory Supplies - Tracheotomy | 1 | Yes |  | 8UN85H | Medtronic of Canada Ltd.
PS4212 | Tracheostomy Tube, Cuffed, Fenestrated, Low Pressure, Latex-Free, Non Metal, Adult 6.4mm X 76mm (6FEN), EA | Respiratory_Supplies | Respiratory Supplies - Tracheotomy | 1 | Yes |  | 6FEN | Medtronic of Canada Ltd. | https://shop.cardinalhealth.ca/chc/search?searchTerm=TY6FEN
PS4213 | Tracheostomy Tube, Cuffless, Extended Length, Latex-Free, Non Metal, Disposable, Adult 5mm X 9.6mm X 90mm (50XLTUD), EA | Respiratory_Supplies | Respiratory Supplies - Tracheotomy | 1 | Yes |  | 50XLTUD | Medtronic of Canada Ltd. | https://shop.cardinalhealth.ca/chc/search?searchTerm=TY50XLTUD
PS4214 | Tracheostomy Tube, Flexible 6.5mm Reusable Inner Cannula, Uncuffed, 7.5mm X 10.8mm X 74mm (6UN75R), EA | Respiratory_Supplies | Respiratory Supplies - Tracheotomy | 1 | Yes |  | 6UN75R | Medtronic of Canada Ltd. | https://shop.cardinalhealth.ca/chc/search?searchTerm=TY6UN75R
PS4215 | Tracheostomy Tube, Cuffless, Sz 8, Extended Length, Latex-Free, Non-Metal, Disposable, 8mm X 13.3 X 105mm (80XLTUP), EA | Respiratory_Supplies | Respiratory Supplies - Tracheotomy | 1 | Yes |  | 80XLTUP | Medtronic of Canada Ltd. | https://shop.cardinalhealth.ca/chc/search?searchTerm=TY80XLTUP
PS4216 | Tracheostomy Inner Cannula, Sz 8, Disposable, Latex-Free, Non-DEHP, Adult (7IC80), EA | Respiratory_Supplies | Respiratory Supplies - Tracheotomy | 14 | Yes |  | 7IC80 | Medtronic of Canada Ltd. | https://shop.cardinalhealth.ca/chc/search?searchTerm=TY7IC80
PS4217 | Condom Catheter, External, Male, 30mm, Coveen (22130), EA | Urinary | Urinary - Condom Cath | 14 | Yes |  | COL22130 | Coloplast Canada Corporation
PS4218 | Tracheostomy Tube, Taperguard Cuff, Flexible, Disposable, 8.0mm X 11.4mm (7CN80H), EA | Respiratory_Supplies | Respiratory Supplies - Tracheotomy | 1 | Yes |  | 7CN80H | Medtronic of Canada Ltd.
PS4219 | Tracheostomy Tube, Cuffed, Extended Length, Disposable Inner Cannula, Latex-Free, Adult 5 X 9.6mm X 90mm (50XLTCD), EA | Respiratory_Supplies | Respiratory Supplies - Tracheotomy | 1 | Yes |  | 50XLTCD | Medtronic of Canada Ltd.
PS4220 | Tracheostomy Tube, 8mm Flexible, Reusable Cannula, Uncuffed, 7.5mm X 12.2mm X 79mm (8UN85R), EA | Respiratory_Supplies | Respiratory Supplies - Tracheotomy | 1 | Yes |  | 8UN85R | Medtronic of Canada Ltd. | https://shop.cardinalhealth.ca/chc/search?searchTerm=TY8UN85R
PS4221 | Tracheostomy Tube, Cuffless, Extended Length, Disposable, Latex-Free, Non Metal, Adult 7mm X 12.3mm X 100mm (70XLTUD), EA | Respiratory_Supplies | Respiratory Supplies - Tracheotomy | 1 | Yes |  | 70XLTUD | Medtronic of Canada Ltd.
PS4222 | Tracheostomy Tube, Cuffed, Extended Length, Disposable, Latex-Free, Non Metal, Adult 6mm X 11mm X 95mm (60XLTCD), EA | Respiratory_Supplies | Respiratory Supplies - Tracheotomy | 1 | Yes |  | 60XLTCD | Medtronic of Canada Ltd. | https://shop.cardinalhealth.ca/chc/search?searchTerm=TY60XLTCD
PS4223 | Tracheostomy Tube, Cuffless, 6mm Reusable Inner Cannula, Flexible, Latex-Free, Non DEHP, Adult, 7.0mm X 10.1mm X 68mm (5UN70R), EA | Respiratory_Supplies | Respiratory Supplies - Tracheotomy | 1 | Yes |  | 5UN70R | Medtronic of Canada Ltd. | https://shop.cardinalhealth.ca/chc/search?searchTerm=TY5UN70R
PS4224 | Tracheostomy Tube, Cuffed, Extended Length, Disposable Inner Cannula, Latex-Free, Non Metal, Adult 8mm X 13.3mm X 105mm (80XLTCP), EA | Respiratory_Supplies | Respiratory Supplies - Tracheotomy | 1 | Yes |  | 80XLTCP | Medtronic of Canada Ltd.
PS4225 | Tracheostomy Tube, Cuffed with Reusable Inner Cannula, Fenestrated, Low Pressure, Latex-Free, Non Metal, Adult 5mm X 9.4mm X 65mm (4FEN), EA | Respiratory_Supplies | Respiratory Supplies - Tracheotomy | 1 | Yes |  | 4FEN | Medtronic of Canada Ltd.
PS4226 | Tracheostomy Tube, Cuffless, Extended Length, Disposable, Latex-Free, Non Metal, Adult 6mm X 9.6mm x 90mm (50XLTUP), EA | Respiratory_Supplies | Respiratory Supplies - Tracheotomy | 1 | Yes |  | 50XLTUP | Medtronic of Canada Ltd. | https://shop.cardinalhealth.ca/chc/search?searchTerm=TY50XLTUP
PS4227 | Tracheostomy Tube, Uncuffed, Flexible, Reusable Inner Cannula Sz 7, Adult 8mm X 11.4mm (7UN80R), EA | Respiratory_Supplies | Respiratory Supplies - Tracheotomy | 1 | Yes |  | 7UN80R | Medtronic of Canada Ltd. | https://shop.cardinalhealth.ca/chc/search?searchTerm=TY7UN80R
PS4228 | Tracheostomy Tube, Cuffed, Flexible Latex-Free, Non-DEHP, Disposable Inner Cannula 7.5mm 8.5mm X 12.2mm (8CN85H), EA | Respiratory_Supplies | Respiratory Supplies - Tracheotomy | 1 | Yes |  | 8CN85H | Medtronic of Canada Ltd. | https://shop.cardinalhealth.ca/chc/search?searchTerm=TY8CN85H
PS4229 | Tracheostomy Tube, Cuffless, Extended Length, Latex-Free, Non Metal, Disposable, 8mm X 13.3mm X 105mm (80XLTUD), EA | Respiratory_Supplies | Respiratory Supplies - Tracheotomy | 1 | Yes |  | 80XLTUD | Medtronic of Canada Ltd.
PS4230 | Tracheostomy Tube, Cuffless, Flexible, Disposable Inner Cannula 7mm, Latex-Free, Non DEHP, Adult 8mm x 11.4mm (70XLTUP), EA | Respiratory_Supplies | Respiratory Supplies - Tracheotomy | 1 | Yes |  | 70XLTUP | Medtronic of Canada Ltd. | https://shop.cardinalhealth.ca/chc/search?searchTerm=TY70XLTUP
PS4231 | Tracheostomy Tube, Cuffed, Extended Length, Disposable, Latex-Free, Non-Metal, Adult 7mm X 12.3mm X 100mm (70XLTCD), EA | Respiratory_Supplies | Respiratory Supplies - Tracheotomy | 1 | Yes |  | 70XLTCD | Medtronic of Canada Ltd. | https://shop.cardinalhealth.ca/chc/search?searchTerm=TY70XLTCD
PS4232 | Tracheostomy Tube, Cuffed, Extended Length, Disposable, Latex-Free, Non-Metal, Adult 5mm X 9.6mm X 90mm (50XLTCP), EA | Respiratory_Supplies | Respiratory Supplies - Tracheotomy | 1 | Yes |  | 50XLTCP | Medtronic of Canada Ltd.
PS4233 | Tracheostomy Tube, Cuffless, Flexible, Disposable Inner Cannula 7mm, Latex-Free, NON DEHP, 8.0mm X 11.4mm (7UN80H), EA | Respiratory_Supplies | Respiratory Supplies - Tracheotomy | 1 | Yes |  | 7UN80H | Medtronic of Canada Ltd.
PS4234 | Tracheostomy Tube, Cuffed, Extended Length, Disposable, Latex-Free, Non Metal, Adult 7mm X 12.3mm X 100mm (70XLTCP), EA | Respiratory_Supplies | Respiratory Supplies - Tracheotomy | 1 | Yes |  | 70XLTCP | Medtronic of Canada Ltd.
PS4235 | Tracheostomy Tube, Cuffless, Flexible, Disposable Inner Cannula 6mm, Latex-Free, Non DEHP, 7mm X 10.1mm (5UN70H), EA | Respiratory_Supplies | Respiratory Supplies - Tracheotomy | 1 | Yes |  | 5UN70H | Medtronic of Canada Ltd. | https://shop.cardinalhealth.ca/chc/search?searchTerm=TY5UN70H
PS4236 | Tracheostomy Inner Cannula, Disposable, Latex-Free, Non DEHP, Adult Sz 7mm (5IC70), EA | Respiratory_Supplies | Respiratory Supplies - Tracheotomy | 14 | Yes |  | 5IC70 | Medtronic of Canada Ltd. | https://shop.cardinalhealth.ca/chc/search?searchTerm=TY5IC70
PS4237 | Tracheostomy Tube, Cuffed, Flexible, Disposable, 7.0mm X 10.1mm (5CN70H), EA | Respiratory_Supplies | Respiratory Supplies - Tracheotomy | 1 | Yes |  | 5CN70H | Medtronic of Canada Ltd.
PS4238 | Tracheostomy Tube, Cuffless, Fenestrated, Latex-Free, Non Metal, Adult Sz 10, 8.9mm X 13.8mm X 81mm (10CFN), EA | Respiratory_Supplies | Respiratory Supplies - Tracheotomy | 1 | Yes |  | 10CFN | Medtronic of Canada Ltd.
PS4239 | Tracheostomy Tube, Cuffed, Extended Length, Disposable, Latex-Free, Non Metal, Adult, 6mm X 11mm X 95mm (60XLTCP), EA | Respiratory_Supplies | Respiratory Supplies - Tracheotomy | 1 | Yes |  | 60XLTCP | Medtronic of Canada Ltd.
PS4240 | Tracheostomy Tube, Cuffed, Fenestrated, Low Pressure, Reusable Inner Cannula, Adult Sz 10, 81mm (10FEN), EA | Respiratory_Supplies | Respiratory Supplies - Tracheotomy | 1 | Yes |  | 10FEN | Medtronic of Canada Ltd.
PS4241 | Tracheostomy Tube, Cuffed, Extended Length, Disposable Inner Cannula, Latex-Free, Non Metal, Adult 8mm 13.3mm X 105mm (80XLTCD), EA | Respiratory_Supplies | Respiratory Supplies - Tracheotomy | 1 | Yes |  | 80XLTCD | Medtronic of Canada Ltd. | https://shop.cardinalhealth.ca/chc/search?searchTerm=TY80XLTCD
PS4242 | Tracheostomy Tube, Cuffed, Fenestrated, Low Pressure, Inner Cannula, Latex-Free, Non Metal, Adult 7.6mm X 12.2mm X 81mm (8FEN), EA | Respiratory_Supplies | Respiratory Supplies - Tracheotomy | 1 | Yes |  | 8FEN | Medtronic of Canada Ltd.
PS4243 | Catheter Accessory, Foley C Clamp (0458), EA | Urinary | Urinary - Misc | 2 | Yes |  | 0458 | Bard Canada Inc
PS4244 | Continuous Bladder Irrigation Set, Convertible Pin, 70", Latex-Free (06536-65), EA | Urinary | Urinary - Misc | 20 | Yes |  | 06536-65 | ICU MEDICAL CANADA INC
PS4245 | Catheter, Indwelling, Silicone, Foley 2-way, Male Straight, Latex-Free, 2 Eyes, 16FR X 41cm, 10CC Balloon (AA6116), EA | Urinary | Urinary - In-Dwelling Cath | 2 | Yes | Max is 2 across all Foley Sizes | AA6116 | Coloplast Canada Corporation | https://shop.cardinalhealth.ca/chc/search?searchTerm=COLAA6116
PS4246 | Catheter, Urethral, Indwelling, Male Straight Tip, Silicone, Latex-Free. 2-way, 2 Eyes 15ml 14FR X 41cm (AA6114), EA | Urinary | Urinary - In-Dwelling Cath | 2 | Yes | Max is 2 across all Foley Sizes | AA6114 | Coloplast Canada Corporation | https://shop.cardinalhealth.ca/chc/search?searchTerm=COLAA6114
PS4247 | Catheter, Urethral, Indwelling, Male Straight Tip, Silicone, Latex-Free, 2-way 2 Eyes 15ml 18FR X 41cm (AA6118), EA | Urinary | Urinary - In-Dwelling Cath | 2 | Yes | Max is 2 across all Foley Sizes | AA6118 | Coloplast Canada Corporation | https://shop.cardinalhealth.ca/chc/search?searchTerm=COLAA6118
PS4248 | Catheter Urethral, Foley 2-way, Indwelling Tiemann Coude Tip, Silicone, Latex-Free, Sterile 16FR X 15ml (AA6316), EA | Urinary | Urinary - In-Dwelling Cath | 2 | Yes | Max is 2 across all Foley Sizes | AA6316 | Coloplast Canada Corporation | https://shop.cardinalhealth.ca/chc/search?searchTerm=COLAA6316
PS4249 | Catheter, Urethral, Foley 2-way Tiemann Coude Tip, Latex-Free, Sterile, Disposable, 5-15cc Balloon, 18FR X 40.64cm (AA6318), EA | Urinary | Urinary - In-Dwelling Cath | 2 | Yes | Max is 2 across all Foley Sizes | AA6318 | Coloplast Canada Corporation | https://shop.cardinalhealth.ca/chc/search?searchTerm=COLAA6318
PS4250 | Catheter, Urethral, Foley 2-way, One Eye Tiemann Coude Tip, Latex-Free, Sterile, Silicone, 5-15cc Balloon,14FR X 41cm (AA6314), EA | Urinary | Urinary - In-Dwelling Cath | 2 | Yes | Max is 2 across all Foley Sizes | AA6314 | Coloplast Canada Corporation | https://shop.cardinalhealth.ca/chc/search?searchTerm=COLAA6314
PS4251 | Catheter, Urethral, Foley 3-way. Indwelling, Silicone Coated Latex, Sterile, Gold, 5-15mm Balloon, 16FR X 40.64cm (183405160), EA | Urinary | Urinary - In-Dwelling Cath | 2 | Yes | Max is 2 across all Foley Sizes | 183405160 | Teleflex LLC | https://shop.cardinalhealth.ca/chc/search?searchTerm=RUS183405160
PS4252 | Catheter, Foley 2-way, Indwelling, Male Straight, Silicone, Latex-Free, 2 Eyes, 15cc Balloon, 12FR X 41cm (AA6112), EA | Urinary | Urinary - In-Dwelling Cath | 2 | Yes | Max is 2 across all Foley Sizes | AA6112 | Coloplast Canada Corporation | https://shop.cardinalhealth.ca/chc/search?searchTerm=COLAA6112
PS4253 | Catheter, Urethral, 2-way Indwelling, Male Straight Tip, Silicone, Latex-Free, 2 Eyes, 15cc Balloon, 20FR X 41cm (AA6120), EA | Urinary | Urinary - In-Dwelling Cath | 2 | Yes | Max is 2 across all Foley Sizes | AA6120 | Coloplast Canada Corporation | https://shop.cardinalhealth.ca/chc/search?searchTerm=COLAA6120
PS4254 | Catheter, Foley 3-way, 18FR 5cc (183405180), EA | Urinary | Urinary - In-Dwelling Cath | 2 | Yes | Max is 2 across all Foley Sizes | 183405180 | Teleflex LLC | 0
PS4255 | Catheter, Urethral Foley 3-way Indwelling, Silicone, Sterile, Latex-Free, 20FR 30ml, 40.6cm (173830200), EA | Urinary | Urinary - In-Dwelling Cath | 2 | Yes | Max is 2 across all Foley Sizes | 173830200 | Teleflex LLC | https://shop.cardinalhealth.ca/chc/search?searchTerm=RUS173830200
PS4256 | Catheter, Foley 2-way Pediatric, Indwelling, Silicone, 2 Eyes, Latex-Free, 3cc 8FR X 35cm (AA6108), EA | Urinary | Urinary - In-Dwelling Cath | 2 | Yes | Max is 2 across all Foley Sizes | AA6108 | Coloplast Canada Corporation | https://shop.cardinalhealth.ca/chc/search?searchTerm=COLAA6108
PS4257 | Catheter, Foley 2-Way Pediatric, Indwelling, Straight, 2 Eyes, Latex-Free, 3cc 10FR X 35cm (AA6110), EA | Urinary | Urinary - In-Dwelling Cath | 2 | Yes | Max is 2 across all Foley Sizes | AA6110 | Coloplast Canada Corporation | https://shop.cardinalhealth.ca/chc/search?searchTerm=COLAA6110
PS4258 | Catheter, Urethral, Foley Pediatric, Silicone, Latex-Free, 6FR X 1.5ml (AA6106), EA | Urinary | Urinary - In-Dwelling Cath | 2 | Yes | Max is 2 across all Foley Sizes | AA6106 | Coloplast Canada Corporation | https://shop.cardinalhealth.ca/chc/search?searchTerm=COLAA6106
PS4259 | Iodosorb, Cadexomer, Iodine Ointment, 10g (66060630), EA | Wound_Care | Wound Care - Antimicrobials / Silver | 6 | Yes | 6 Total of All Sizes per Wound | 66060630 | Smith & Nephew Inc. | https://shop.cardinalhealth.ca/chc/search?searchTerm=SN66060630
PS4260 | Iodosorb, Cadexomer Iodine Paste Dressing, 5g, 4 X 6cm (66060633), EA | Wound_Care | Wound Care - Antimicrobials / Silver | 6 | Yes | 6 Total of All Sizes per Wound | 66060633 | Smith & Nephew Inc. | https://shop.cardinalhealth.ca/chc/search?searchTerm=SN66060633
PS4261 | Iodosorb Cadexomer Powder, Iodine 3g (66001286), EA | Wound_Care | Wound Care - Antimicrobials / Silver | 6 | Yes | 6 Total of All Sizes per Wound | 66001286 | Smith & Nephew Inc. | https://shop.cardinalhealth.ca/chc/search?searchTerm=SN66001286
PS4262 | CarboFlex, Odor Control Dressing, Odor Absorbent Contact Layer, Non-Adhesive, Sterile, 10.1cm X 10.1cm (403202), EA | Wound_Care | Wound Care - Charcoal | 6 | Yes |  | 403202 | CONVATEC | https://shop.cardinalhealth.ca/chc/search?searchTerm=CON403202
PS4263 | Allevyn, Advanced Foam Dressing, Hydrocellular, Silicone Border Adhesive, High Absorbency 5-Layers, Sacrum Small 17.2 X 17.5cm (66801306), EA | Wound_Care | Wound Care - Absorbent Foam | 6 | Yes | 6 Total of All Sizes per Wound | 66801306 | Smith & Nephew Inc. | https://shop.cardinalhealth.ca/chc/search?searchTerm=SN66801306
PS4264 | Allevyn, Advanced Foam Dressing, Hydrocellular, Silicone Border Adhesive, High Absorbency 5-Layers, Sacrum Large 21.6 X 21.6.cm (66801307), EA | Wound_Care | Wound Care - Absorbent Foam | 6 | Yes | 6 Total of All Sizes per Wound | 66801307 | Smith & Nephew Inc.
PS4265 | Drawtex, Hydroconductive Wound Dressing, Fiber Ribbon, Sterile, 0.38 X 18" (1 X 46cm) (321), EA | Wound_Care | Wound Care - Exudate Absorbers | 6 | Yes | Wound Care Specialist - 7 Total of All Sizes Per Wound | 321 | Urgo Medical Canada
PS4266 | Drawtex, Hydroconductive Wound Dressing, With Fiber, Sterile, 8 X 8" (20cm X 20cm) (304), EA | Wound_Care | Wound Care - Exudate Absorbers | 6 | Yes | Wound Care Specialist - 7 Total of All Sizes Per Wound | 304 | Urgo Medical Canada
PS4267 | Drawtex, Hydroconductive Wound Dressing, With Fiber, Sterile, 2 X 2" (5cm X 5cm) (300), EA | Wound_Care | Wound Care - Exudate Absorbers | 6 | Yes | Wound Care Specialist - 7 Total of All Sizes Per Wound | 300 | Urgo Medical Canada
PS4268 | Intrasite Gel Dressing, Hydrogel Applipak, 8g (7308), EA | Wound_Care | Wound Care - Gels | 6 | Yes | 6 Total of All Sizes per Wound | 7308 | Smith & Nephew Inc.
PS4269 | Triad, Hydrophilic Wound Dressing, Zinc-oxide based, 71g Tube (1964), EA | Wound_Care | Wound Care - Impregnated Dressings & Ointments | 2 | Yes |  | 1964 | Coloplast Canada Corporation | https://shop.cardinalhealth.ca/chc/search?searchTerm=COL1964
PS4270 | Biatain IBU Foam Dressing with Ibuprofen, Non-Adhesive, 10 X 10cm (4110), EA | Wound_Care | Wound Care - Impregnated Dressings & Ointments | 6 | Yes | 6 Total of All Sizes per Wound | 4110 | Coloplast Canada Corporation
PS4271 | Biatain IBU Foam Dressing with Ibuprofen, Non-Adhesive, 10 X 20cm (4112), EA | Wound_Care | Wound Care - Impregnated Dressings & Ointments | 6 | Yes | 6 Total of All Sizes per Wound | 4112 | Coloplast Canada Corporation
PS4272 | AMD Foam Dressing, 4 X 8" (10 x 20cm) (55548AMDX), EA | Wound_Care | Wound Care - Antimicrobials / Silver | 6 | Yes | 6 Total of All Sizes per Wound | 55548AMDX | Cardinal Health Canada
PS4273 | AMD Foam Disc, Dressing AMD Foam Disc, 1", 4mm (55511AMDX), EA | Wound_Care | Wound Care - Antimicrobials / Silver | 6 | Yes | 6 Total of All Sizes per Wound | 55511AMDX | Cardinal Health Canada
PS4274 | Biatain Ag Foam Antimicrobial Dressing with Silver, Non-Adhesive, Sterile, 10 X 10cm (9622), EA | Wound_Care | Wound Care - Antimicrobials / Silver | 6 | Yes | 6 Total of All Sizes per Wound | 9622 | Coloplast Canada Corporation | https://shop.cardinalhealth.ca/chc/search?searchTerm=COL9622
PS4275 | Biatain Ag Foam Antimicrobial Dressing with Silver, Non-Adhesive, Sterile, 15 X 15cm (9625), EA | Wound_Care | Wound Care - Antimicrobials / Silver | 6 | Yes | 6Total of All Sizes per Wound | 9625 | Coloplast Canada Corporation
PS4276 | Packing, Vaginal Gauze, 2 x 72" (DUP4869), EA | Dressings | Dressings - Packing | 2 | Yes |  | DUP4869 | Gentell Inc | https://shop.cardinalhealth.ca/chc/search?searchTerm=DUP4869
PS4277 | Iodoform Gauze, 0.5" X 5 yard Bottle (DUP59245), EA | Wound_Care | Wound Care - Impregnated Dressings & Ointments | 2 | Yes |  | DUP59245 | Gentell Inc | https://shop.cardinalhealth.ca/chc/search?searchTerm=DUP59245
PS4278 | Iodoform Gauze, 1" X 5 yard Bottle (DUP59345), EA | Wound_Care | Wound Care - Impregnated Dressings & Ointments | 2 | Yes |  | DUP59345 | Gentell Inc | https://shop.cardinalhealth.ca/chc/search?searchTerm=DUP59345
PS4279 | Iodoform Gauze, 0.25" X 5 yard Bottle (DUP59145), EA | Wound_Care | Wound Care - Impregnated Dressings & Ointments | 2 | Yes |  | DUP59145 | Gentell Inc | https://shop.cardinalhealth.ca/chc/search?searchTerm=DUP59145
PS4280 | MedPro Elastigrip Compression Bandages Size E (118-584), Box | Venous_Support | Venous Support - Single Layer | 1 | Yes |  | 118-584 | AMG Medical Inc | https://shop.cardinalhealth.ca/chc/search?searchTerm=118-584
PS4281 | MedPro Elastigrip Compression Bandages Size F (118-585), Box | Venous_Support | Venous Support - Single Layer | 1 | Yes |  | 118-585 | AMG Medical Inc | https://shop.cardinalhealth.ca/chc/search?searchTerm=118-585
PS4282 | MedPro Elastigrip Compression Bandages Size G (118-586), Box | Venous_Support | Venous Support - Single Layer | 1 | Yes |  | 118-586 | AMG Medical Inc | https://shop.cardinalhealth.ca/chc/search?searchTerm=118-586
PS4283 | MedPro Elastigrip Compression Bandages Size D (118-583), Box | Venous_Support | Venous Support - Single Layer | 1 | Yes |  | 118-583 | AMG Medical Inc | https://shop.cardinalhealth.ca/chc/search?searchTerm=118-583
PS4284 | MedPro Elastigrip Compression Bandages Size C (118-582), Box | Venous_Support | Venous Support - Single Layer | 1 | Yes |  | 118-582 | AMG Medical Inc | https://shop.cardinalhealth.ca/chc/search?searchTerm=118-582
PS4285 | MedPro Elastigrip Compression Bandages Size B (118-581), Box | Venous_Support | Venous Support - Single Layer | 1 | Yes |  | 118-581 | AMG Medical Inc | https://shop.cardinalhealth.ca/chc/search?searchTerm=118-581
PS4286 | MedPro Elastigrip Compression Bandages Size J (118-588), Box | Venous_Support | Venous Support - Single Layer | 1 | Yes |  | 118-588 | AMG Medical Inc | https://shop.cardinalhealth.ca/chc/search?searchTerm=118-588
PS4287 | Stockinet, Lymphedema, Opened-toe, Medium Lite, Up to 36" (90cm) (CAL096034), EA | Venous_Support | Venous Support - Single Layer | 2 | Yes | Wound Care Specialist | CAL096034 | QUART MEDICAL INC
PS4288 | Vashe Wound Cleanser, Antimicrobial, Pure Hypochlorous Acid, PH 5.5, 8 oz Bottle (313), EA | Solutions | Solutions - Cleansers / Disinfectants | 3 | Yes | Wound Care Specialist | 313 | Urgo Medical Canada
PS4289 | Mepitel Wound Contact Layer. Silicone, Non-Adherent, Sterile, 10 X 18cm (291010), EA | Wound_Care | Wound Care - Non Adherent Dressing | 6 | Yes | 6 Total of All Sizes per Wound | 291010 | MOLNLYCKE HEALTHCARE | https://shop.cardinalhealth.ca/chc/search?searchTerm=291010
PS4290 | Mepitel Wound Contact Layer, Silicone, Non-Adherent, Sterile, 7.5 X 10cm (290710), EA | Wound_Care | Wound Care - Non Adherent Dressing | 6 | Yes | 6 Total of All Sizes per Wound | 290710 | MOLNLYCKE HEALTHCARE
PS4291 | Mepitel Wound Contact Layer, Silicone, Non-Adherent, Sterile, 5 X 7.5cm (290510), EA | Wound_Care | Wound Care - Non Adherent Dressing | 6 | Yes | 6 Total of All Sizes per Wound | 290510 | MOLNLYCKE HEALTHCARE
PS4292 | Mepilex Lite Foam Dressing, Silicone, Self-Adherent, 10 X 10cm (284100), EA | Wound_Care | Wound Care - Absorbent Foam | 6 | Yes | 6 Total of All Sizes per Wound | 284100 | MOLNLYCKE HEALTHCARE
PS4293 | Mepilex Lite Foam Dressing, Silicone, Self-Adherent, 15 X 15cm (284300), EA | Wound_Care | Wound Care - Absorbent Foam | 6 | Yes | 6 Total of All Sizes per Wound | 284300 | MOLNLYCKE HEALTHCARE
PS4294 | Biatain Alginate Ag Dressing, Antimicrobial with Silver, Sterile, 10 x 10cm (3760), EA | Wound_Care | Wound Care - Antimicrobials / Silver | 6 | Yes | 6 Total of All Sizes per Wound | 3760 | Coloplast Canada Corporation
PS4295 | Biatain Silicone Ag Foam Dressing, Antimicrobial Silver, Silicone Adhesive, 10 X 10cm (39637), EA | Wound_Care | Wound Care - Antimicrobials / Silver | 6 | Yes | 6 Total of All Sizes per Wound | 39637 | Coloplast Canada Corporation
PS4296 | Biatain Silicone Ag Foam Dressing, Antimicrobial Silver, Silicone Adhesive, 12.5 X 12.5cm (39638), EA | Wound_Care | Wound Care - Antimicrobials / Silver | 6 | Yes | 6 Total of All Sizes per Wound | 39638 | Coloplast Canada Corporation
PS4297 | Biatain Silicone Ag Foam Dressing, Antimicrobial Silver, Silicone Adhesive, 15 X 15cm (39639), EA | Wound_Care | Wound Care - Antimicrobials / Silver | 6 | Yes | 6 Total of All Sizes per Wound | 39639 | Coloplast Canada Corporation
PS4298 | Curasorb Calcium Alginate Dressing, 4 x 4" (9233), EA | Wound_Care | Wound Care - Calcium Alginate | 6 | Yes | 6 Total of All Sizes per Wound | 9233 | Cardinal Health Canada
PS4299 | Biatain Alginate Rope, 2gr, 2.5 X 44.4cm (1 X 17.48") (3740), EA | Wound_Care | Wound Care - Calcium Alginate | 6 | Yes | 6 Total of All Sizes per Wound | 3740 | Coloplast Canada Corporation
PS4300 | Curasorb Calcium Alginate Dressing, 2 x 2" (9232), EA | Wound_Care | Wound Care - Calcium Alginate | 6 | Yes | 6 Total of All Sizes per Wound | 9232 | Cardinal Health Canada
PS4301 | Coban 2 Lite, Two Layer Compression System (2794N), EA | Venous_Support | Venous Support - Multi Layer | 6 | Yes | 6 Total of All Sizes per Wound | 2794N | 3M Healthcare Canada Company Ltd | https://shop.cardinalhealth.ca/chc/search?searchTerm=3M2794N
PS4302 | Profore Lite, Compression System, Three Layer, Latex Free (66000771), EA | Venous_Support | Venous Support - Multi Layer | 6 | Yes | 6 Total of All Sizes per Wound | 66000415 | Smith & Nephew Inc.
PS4303 | Condom Catheter, External, Male, 25mm, Coveen (22125), EA | Urinary | Urinary - Condom Cath | 14 | Yes |  | COL22125 | Coloplast Canada Corporation
PS4304 | Allevyn Life Advanced Foam Wound Dressing, Hydrocellular, Silicone Border Adhesive, High Absorbency, 5 layers, 21 X 21cm (66801070), EA | Wound_Care | Wound Care - Absorbent Foam | 6 | Yes | 6 Total of All Sizes per Wound | 66801070 | Smith & Nephew Inc.
PS4305 | Aquacel Hydrofiber Ribbon Gel Dressing, Sterile, Latex-Free, 1 x 45cm (420127), EA | Wound_Care | Wound Care - Hydro Fiber Technology | 6 | Yes | 6 Total of All Sizes per Wound | 420127 | CONVATEC
PS4306 | Curity Packing Strip, Plain, 1/4" X 5 Yd Bottle (7631), EA | Dressings | Dressings - Packing | 2 | Yes |  | 7631 | Cardinal Health Canada
PS4307 | Curity Packing Strip, Plain, 1/2" X 5 Yd Bottle (7632), EA | Dressings | Dressings - Packing | 2 | Yes |  | 7632 | Cardinal Health Canada
PS4308 | Curity Packing Strip, Plain, 1" X 5 Yd Bottle (7633), EA | Dressings | Dressings - Packing | 2 | Yes |  | 7633 | Cardinal Health Canada
PS4309 | Curity Packing Strip, Plain, 2" X 5 Yd Bottle (7634), EA | Dressings | Dressings - Packing | 2 | Yes |  | 7634 | Cardinal Health Canada
PS4310 | Transparent Film Dressing with Pad Leukomed Control, 8 X 15cm (3 X 6") (7323002), EA | Wound_Care | Wound Care - Misc | 1 | Yes |  | 7323002 | BSN MEDICAL INC.
PS4311 | Medihoney, Antibacterial Honey Apinate Dressing, Calcium Alginate, Sterile, 10 X 10cm (DUP795), EA | Wound_Care | Wound Care - Antimicrobials / Silver | 6 | Yes | 6 total of all sizes per wound | DUP795 | INTEGRA CANADA ULC | https://shop.cardinalhealth.ca/chc/search?searchTerm=DUP795
PS4312 | Medihoney, Antibacterial Honey Apinate Dressing, Calcium Alginate, Sterile, 5 X 5cm (DUP794), EA | Wound_Care | Wound Care - Antimicrobials / Silver | 6 | Yes | 6 total of all sizes per wound | DUP794 | INTEGRA CANADA ULC | https://shop.cardinalhealth.ca/chc/search?searchTerm=DUP794
PS4313 | Medihoney, Antibacterial Honey Apinate Dressing Rope, Calcium Alginate, Sterile, 1.9 x 30cm (3/4 X 12") (DUP793), EA | Wound_Care | Wound Care - Antimicrobials / Silver | 6 | Yes | 6 total of all sizes per wound | DUP793 | INTEGRA CANADA ULC | https://shop.cardinalhealth.ca/chc/search?searchTerm=DUP793
PS4314 | Mepilex Foam Silicone Conformable Dressing, 10 X 10cm (294100), EA | Wound_Care | Wound Care - Absorbent Foam | 6 | Yes | 6 total of all sizes per wound | 294100 | MOLNLYCKE HEALTHCARE | https://shop.cardinalhealth.ca/chc/search?searchTerm=294100N
PS4315 | Mepilex Foam Silicone Comfortable Dressing, 10 X 20cm (294200), EA | Wound_Care | Wound Care - Absorbent Foam | 6 | Yes | 6 total of all sizes per wound | 294200 | MOLNLYCKE HEALTHCARE | https://shop.cardinalhealth.ca/chc/search?searchTerm=294200
PS4316 | UrgoTul AG Silver, Non-Adherent Contact Layer, Sterile, 10.1 X 12.7cm (509341), EA | Wound_Care | Wound Care - Antimicrobials / Silver | 6 | Yes | 6 total of all sizes per wound | 509341 | Urgo Medical Canada | https://shop.cardinalhealth.ca/chc/search?searchTerm=HOL509341
PS4317 | UrgoTul AG Silver, Non-Adherent Contact Layer, Sterile, 15.2 X 20.3cm (509342), EA | Wound_Care | Wound Care - Antimicrobials / Silver | 6 | Yes | 6 total of all sizes per wound | 509342 | Urgo Medical Canada | https://shop.cardinalhealth.ca/chc/search?searchTerm=HOL509342
PS4318 | Mepitac Tape, Self Adhesive, 4cm X 1.5m (298400), EA | Dressings | Dressings - Tapes | 1 | Yes |  | 298400 | MOLNLYCKE HEALTHCARE
PS4319 | Mesalt Dressing, Non-Woven, Sodium Chloride, Ribbon, 2cm X 1m (285280), EA | Wound_Care | Wound Care - Misc | 14 | Yes |  | 285280 | MOLNLYCKE HEALTHCARE
PS4320 | Mesalt Dressing, Non-Woven, Sodium Chloride, 10cm X 10cm (286080), EA | Wound_Care | Wound Care - Misc | 14 | Yes |  | 286080 | MOLNLYCKE HEALTHCARE
PS4321 | Dermapress Burn Dressing, 16 Ply Lint Free Mesh, Sterile, 40.64 X 40.64cm (DUP11904), 2/Pkg | Wound_Care | Wound Care - Exudate Absorbers | 14 | Yes |  | DUP11904 | Gentell Inc
PS4322 | Tracheostomy Drain Sponge, Six Ply, Sterile, 10 X 10cm (4 X 4"), (DUP84916), 2/Pkg | Respiratory_Supplies | Respiratory Supplies - Tracheotomy | 14 | Yes |  | DUP84916 | Gentell Inc
PS4323 | Bactigras Total Antiseptic Dressing, 10 X10cm (66003650), EA | Wound_Care | Wound Care - Impregnated Dressings & Ointments | 14 | Yes |  | 66003650 | Smith & Nephew Inc.
PS4324 | Surgilast Tubular Elastic Bandage Retainer, Stretched - Fingers, Toes and Wrist, 25 yd (22.86 m), Roll (GL701), EA | Infusion | Infusion - Misc | 1 | Yes |  | GL701 | GLENWOOD LAB CANADA LTD
PS4325 | Medipore Soft Cloth Surgical Tape, Roll, 10.1cm X 9.1m (4" X 10Yds) (2864), EA | Dressings | Dressings - Tapes | 1 | Yes |  | 2864 | 3M Healthcare Canada Company Ltd
PS4326 | Mepore Self-Adhesive Dressing, 6 X 7cm (670800), EA | Wound_Care | Wound Care - Misc | 14 | Yes |  | 670800 | MOLNLYCKE HEALTHCARE
PS4328 | Telfa Adhesive Island Dressing, 4 X 8" (7541), EA | Dressings | Dressings - Misc | 14 | Yes |  | 7541 | Cardinal Health Canada
PS4330 | Tegaderm IV Advanced Securement Dressing, 9 X 12cm (3.5 X 4.75") (1685), EA | Infusion | Infusion - Line Care | 2 | Yes |  | 1685 | 3M Healthcare Canada Company Ltd
PS4331 | Condom Catheter, External, Male, 23mm, Sm, Advantage (504311), EA | Urinary | Urinary - Condom Cath | 14 | Yes |  | COL504311 | Coloplast Canada Corporation
PS4332 | Conforming Bandage, 6" X 4.1yd (A605), 6 rolls/pkg | Wound_Care | Wound Care - Bandage Wraps | 1 | Yes |  | A605 | AMD-RITMED INC | https://shop.cardinalhealth.ca/chc/search?searchTerm=AMD605
PS4333 | Gauze Sponge, 8 Ply, Cotton 4 x 4", Sterile, 2s (DUP82408), 2/pkg | Dressings | Dressings - Gauzes | 28 | Yes |  | DUP82408 | Gentell Inc | https://shop.cardinalhealth.ca/chc/search?searchTerm=DUP82408
PS4334 | Primer Modified Unna Boot, Latex-Free, 3" X 10yd (GL300-1), EA | Venous_Support | Venous Support - Pastes | 6 | Yes |  | GL300-1 | Gentell Inc | https://shop.cardinalhealth.ca/chc/search?searchTerm=GL300-1
PS4335 | Mesorb Absorbent Dressing, Sterile, 10 X 13cm (677001), EA | Wound_Care | Wound Care - Exudate Absorbers | 14 | Yes |  | 677001 | MOLNLYCKE HEALTHCARE | https://shop.cardinalhealth.ca/chc/search?searchTerm=677001
PS4336 | Mesorb Absorbent Dressing, Sterile, 30 x 23cm (677801), EA | Wound_Care | Wound Care - Exudate Absorbers | 14 | Yes |  | 677801 | MOLNLYCKE HEALTHCARE | https://shop.cardinalhealth.ca/chc/search?searchTerm=677801
PS4337 | Mesorb Absorbent Dressing, Sterile, 10 X 23cm (677401), EA | Wound_Care | Wound Care - Exudate Absorbers | 14 | Yes |  | 677401 | MOLNLYCKE HEALTHCARE | https://shop.cardinalhealth.ca/chc/search?searchTerm=677401
PS4338 | Conforming Bandage, 2" X 4.1yd (A205), 12 rolls/pkg | Wound_Care | Wound Care - Bandage Wraps | 1 | Yes |  | A205 | AMD-RITMED INC | https://shop.cardinalhealth.ca/chc/search?searchTerm=AMD205
PS4339 | Mesorb Absorbent Dressing, Sterile, 15 X 23cm (677601), EA | Wound_Care | Wound Care - Exudate Absorbers | 14 | Yes |  | 677601 | MOLNLYCKE HEALTHCARE | https://shop.cardinalhealth.ca/chc/search?searchTerm=677601
PS4340 | Gauze Sponge, Non-Woven, 4 Ply, Sterile, 5 x 5 cm (2 X 2"), 2/pkg (A2240), EA | Dressings | Dressings - Gauzes | 28 | Yes |  | A2240 | AMD-RITMED INC
PS4341 | Gazetex Bandage Roll, 6 Ply, Sterile, 4.5" X 4.1yd (DUP9322), EA | Wound_Care | Wound Care - Bandage Wraps | 14 | Yes |  | DUP9322 | Gentell Inc | https://shop.cardinalhealth.ca/chc/search?searchTerm=DUP9322
PS4342 | Gauze Sponge, 4 Ply, 2 x 2" (A2101-CH), 200/pkg | Dressings | Dressings - Gauzes | 1 | Yes |  | A2101-CH | AMD-RITMED INC | https://shop.cardinalhealth.ca/chc/search?searchTerm=AMD2101-CH
PS4343 | Bactigras Total Antiseptic Dressing, 5 X 5cm (7456), EA | Wound_Care | Wound Care - Impregnated Dressings & Ointments | 14 | Yes |  | 7456 | Smith & Nephew Inc. | https://shop.cardinalhealth.ca/chc/search?searchTerm=SN7456
PS4344 | Exsalt T7 Silver Wound Dressing,15 X 15cm (T70606), EA | Wound_Care | Wound Care - Antimicrobials / Silver | 6 | Yes |  | T70606 | EXCITON TECHNOLOGIES INC. | https://shop.cardinalhealth.ca/chc/search?searchTerm=PN-09-0105
PS4345 | Exsalt T7 Silver Wound Dressing,10 X 12.5cm (T70405), EA | Wound_Care | Wound Care - Antimicrobials / Silver | 6 | Yes |  | T70405 | EXCITON TECHNOLOGIES INC. | https://shop.cardinalhealth.ca/chc/search?searchTerm=PN-09-0103
PS4346 | Critic-Aid Clear Skin Barrier Ointment, 71gr Tube (7573), EA | Skin_Prep_and_Care | Skin Prep & Care - Barrier / Adhesive | 2 | Yes |  | 7573 | Medline
PS4347 | Sween Moisturizing Body Cream, 85gr Tube (038-7067), EA | Skin_Prep_and_Care | Skin Prep & Care - Creams | 2 | Yes |  | 038-7067 | Medline
PS4348 | InterDry Ag Textile with Antimicrobial Silver Complex, Moisture Wicking, 25.4 X 365.8cm (7910), EA | Skin_Prep_and_Care | Skin Prep & Care - Misc | 1 | Yes | Wound Care Specialist | 7910 | Coloplast Canada Corporation
PS4349 | Cavilon No Sting Barrier Wipe, No Alcohol, 1ml (3344E), EA | Skin_Prep_and_Care | Skin Prep & Care - Barrier / Adhesive | 14 | Yes |  | 3344E | 3M Healthcare Canada Company Ltd | https://shop.cardinalhealth.ca/chc/search?searchTerm=3M3344E
PS4350 | Foam Cleanser, Moisturizing and Conditioning, Unscented, 175ml btl (897), EA | Solutions | Solutions - Cleansers / Disinfectants | 1 | Yes |  | 897 | Medline
PS4351 | Suture Removal Kit, Sterile (MDS707555), EA | Dressings | Dressings - Suture / Staple Removers | 1 | Yes |  | MDS707555 | Medline
PS4352 | Skin Staple Remover, Sterile (DYNJ04058), EA | Dressings | Dressings - Suture / Staple Removers | 1 | Yes |  | DYNJ04058 | Medline
PS4353 | Baseline Disposable Monofilaments, ADA Lops Program,(12-1671-20), 20/Pkg | Wound_Care | Wound Care - Misc | 1 | No | Wound Care Specialist Only | 12-1671-20 | FABRICATION ENTERPRISES INC
PS4354 | Gloves, Surgical, Stretch Vinyl, Sterile, Small, Pair (484405), EA | Other | Other - Protective Wear (Nurse) | 6 | Yes |  | 484405 | Medline
PS4355 | Gloves, Surgical, Stretch Vinyl, Sterile, Large, Pair (484407), EA | Other | Other - Protective Wear (Nurse) | 6 | Yes |  | 484407 | Medline
PS4356 | Nitrile Powder-Free Gloves, Sterile, Small, Pair (320-MDS198414), EA | Other | Other - Protective Wear (Nurse) | 6 | Yes |  | 320-MDS198414 | Medline
PS4357 | Nitrile Powder-Free Gloves, Sterile, Large, Pair (320-MDS198416), EA | Other | Other - Protective Wear (Nurse) | 6 | Yes |  | 320-MDS198416 | Medline
PS4358 | Opsite, IV3000, Transparent Film, 6 X 8.5cm (4924), EA | Infusion | Infusion - Transparent Films | 6 | Yes |  | 4924 | Smith & Nephew Inc.
PS4359 | Condom Catheter, External, Male, 28mm, Med Advantage (504331), EA | Urinary | Urinary - Condom Cath | 14 | Yes |  | COL504331 | Coloplast Canada Corporation
PS4360 | Solution, Irrigation, 0.9% Sodium Chloride, 500ml Btl (JF7123), EA | Solutions | Solutions - Cleansers / Disinfectants | 6 | Yes |  | JF7123 | BAXTER CORPORATION
PS4361 | Solution, Irrigation, Sterile Water, 500ml Btl (JF7113), EA | Continence_Management | Continence Management - Misc | 6 | Yes |  | JF7113 | BAXTER CORPORATION
PS4362 | Solution, Wound Cleaner, LORIS 10% Providone-Iodine, Topical, 500ml btl (109-08), EA | Solutions | Solutions - Cleansers / Disinfectants | 1 | Yes |  | 109-08 | LERNAPHARM
PS4363 | Solution Wound Cleansing, LORIS 10% Providone-Iodine, 115ml, Btl (109-09), EA | Solutions | Solutions - Cleansers / Disinfectants | 1 | Yes |  | 109-09 | LERNAPHARM
PS4364 | SoluPrep Swabstick, 2% Chlorhexidine Gluconate and 70% Isopropyl Alcohol (102.03), EA | Skin_Prep_and_Care | Skin Prep & Care - Swab Sticks | 6 | Yes |  | 102.03 | 3M Healthcare Canada Company Ltd
PS4365 | SoluPrep AQ Swabstick, 2% Chlorhexidine Gluconate (102.07), EA | Skin_Prep_and_Care | Skin Prep & Care - Swab Sticks | 6 | Yes |  | 102.07 | 3M Healthcare Canada Company Ltd
PS4366 | Swabstick, LORIS 10% Providone-Iodine , Latex-Free, 102mm (LP119-03-1), EA | Skin_Prep_and_Care | Skin Prep & Care - Swab Pads | 6 | Yes |  | LP119-03-1 | Cardinal Health Canada
PS4367 | Condom Catheter, External, Male, 31mm, Int, Advantage, (504341), EA | Urinary | Urinary - Condom Cath | 14 | Yes |  | COL504341 | Coloplast Canada Corporation
PS4368 | Disposable Underpads, 43 x 61 cm (17 x 24") (350), EA | Urinary | Urinary - Misc | 14 | Yes |  | 350 | Essity Canada Inc
PS4369 | Reusable Underpad, 86.36 X 91.44cm (34 X 36") (MDTIU4TEFGRE), EA | Urinary | Urinary - Misc | 2 | Yes | Palliative Only | MDTIU4TEFGRE | Medline
PS4371 | Statlock PICC Plus Stabilization Device, Sliding Posts, Adult (PIC0220), EA | Dressings | Dressings - Securement | 2 | Yes |  | PIC0220 | CANADIAN HOSPITAL SPECIALTIES
PS4372 | Condom Catheter, External, Male, 35mm, Lg, Advantage, (504351), EA | Urinary | Urinary - Condom Cath | 14 | Yes |  | COL504351 | Coloplast Canada Corporation
PS4373 | Needle, Eclipse, Hypodermic, 23GA x 1", Sterile (305762), EA | Needles_Syringes | Needles / Syringes - Needles Only | 20 | Yes |  | 305762 | Becton Dickinson
PS4374 | Adhesive Remover Wipe (MDS090855), EA | Dressings | Dressings - Misc | 14 | Yes |  | MDS090855 | Medline
PS4375 | Hollister, Premier, One-Piece Pouch, High Output, Drainable, Flat Flextend, Up to 110mm (80110), 10/Box | Ostomy_Supplies | Ostomy Supplies - Hollister | 1 | Yes | Max combination for all Pouches | 80110 | HOLLISTER LIMITED
PS4376 | Eakin, Fistula and Wound Pouch, Sz 175-110mm, Remote Drainage Attachment (839262), 10/Box | Ostomy_Supplies | Ostomy Supplies - Convatec | 1 | Yes | Max combination for all Pouches | 839262 | CONVATEC
PS4377 | Eakin, Fistula and Wound Pouch, Sz 160-245mm, Remote Drainage Attachment (839265), 5/Box | Ostomy_Supplies | Ostomy Supplies - Convatec | 1 | Yes | Max combination for all Pouches | 839265 | CONVATEC
PS4378 | Connecting Tube, Male Luer Lock, 14FR, 30cm (50040), EA | Urinary | Urinary - Bags & Tubing | 2 | Yes | 2 per Kidney | 50040 | COOK CANADA INC.
PS4379 | Stopcock, 3 Way, 0.26ml Priming Vol 2, Female Luer Lock Ports (456003), EA | Needles_Syringes | Needles / Syringes - Misc | 2 | Yes | 2 per Kidney | 456003 | B.BRAUN OF CANADA LTD.
PS4380 | Tube Securement Device, Small (1500U), EA | Dressings | Dressings - Securement | 4 | Yes |  | 1500U | 3M Healthcare Canada Company Ltd
PS4381 | Dressing Kit with Valve Cap for Pleural Drainage with PleurX style catheters, (K-10484P), EA | Respiratory_Supplies | Respiratory Supplies - Accessories | 6 | Yes |  | K-10484P | CANADIAN HOSPITAL SPECIALTIES
PS4382 | Medivogue Drainage Bottle, Vacuum, for use with PleurX style catheters, 1000ml (BS-1000-01P), EA | Respiratory_Supplies | Respiratory Supplies - Accessories | 6 | Yes |  | BS-1000-01P | CANADIAN HOSPITAL SPECIALTIES
PS4383 | Medivogue Bottle, Vacuum, for use with PleurX style catheters, 600ml (BS-600-01P), EA | Respiratory_Supplies | Respiratory Supplies - Accessories | 6 | Yes |  | BS-600-01P | Medquest
PS4384 | Valve Cap for use with PleurX/PeritX style catheters (50-7235A), EA | Respiratory_Supplies | Respiratory Supplies - Accessories | 6 | Yes |  | 50-7235A | CANADIAN HOSPITAL SPECIALTIES
PS4385 | Tubing Set, with Adaptor for use with PleurX/PeritX style drainage, Lockable (BS-LP120), EA | Respiratory_Supplies | Respiratory Supplies - Accessories | 6 | Yes |  | BS-LP120 | CANADIAN HOSPITAL SPECIALTIES
PS4386 | Medquest Drainage Bottle, with Luer Lock Connection, 1000ml (S55148), EA | Respiratory_Supplies | Respiratory Supplies - Accessories | 6 | Yes |  | S55148 | CANADIAN HOSPITAL SPECIALTIES
PS4387 | Medquest Drainage Bottle, with Luer Lock Connection, 600ml (S55120), EA | Respiratory_Supplies | Respiratory Supplies - Accessories | 6 | Yes |  | S55120 | CANADIAN HOSPITAL SPECIALTIES
PS4388 | Dressing Kit for Pleural Drainage Catheter with Luer Lock Compatible Cap (2976C), CHS, EA | Respiratory_Supplies | Respiratory Supplies - Accessories | 6 | Yes |  | 2976C | CANADIAN HOSPITAL SPECIALTIES
PS4390 | Tracheostomy Mask, with Snap, Adult (1075), EA | Respiratory_Supplies | Respiratory Supplies - Tracheotomy | 1 | Yes |  | 1075 | Medline
PS4391 | Nebulizer Kit, Filter, Small Volume (124030EU), EA | Respiratory_Supplies | Respiratory Supplies - Accessories | 1 | Yes |  | 124030EU | VYAIRE MEDICAL
PS4392 | Tracheostomy Mask, Pediatric, Latex-Free (HCS4621B), EA | Respiratory_Supplies | Respiratory Supplies - Tracheotomy | 1 | Yes |  | HCS4621B | Medline
PS4393 | Water, Distilled, 4 liter (158780), EA | Respiratory_Supplies | Respiratory Supplies - Accessories | 2 | Yes |  | 158780 | MCKESSON CANADA
PS4394 | Catheter, Suction, Coude Tip, Control Valve, 14FR (52-2014), EA | Respiratory_Supplies | Respiratory Supplies - Accessories | 14 | Yes |  | 52-2014 | CANADIAN HOSPITAL SPECIALTIES
PS4395 | Trap, Mucus Specimen, Sterile, 40ml (312-406), EA | Respiratory_Supplies | Respiratory Supplies - Tracheotomy | 1 | Yes |  | 312-406 | Cardinal Health Canada
PS4396 | Tray, Tracheostomy, Infection Control, Sterile (47800), EA | Respiratory_Supplies | Respiratory Supplies - Tracheotomy | 4 | Yes |  | 47800 | Cardinal Health Canada
PS4397 | Pipe Cleaner, Tracheostomy (3560), EA | Respiratory_Supplies | Respiratory Supplies - Tracheotomy | 14 | Yes |  | 3560 | GF HEALTH
PS4398 | Swabstick, Cotton Tipped, Non-Sterile, 3" (4301), 100/pkg | Wound_Care | Wound Care - Misc | 1 | Yes |  | 4301 | DYNAREX CORP.
PS4399 | Tracheostomy Tube Holder, Fits up to 9" (22.86cm), Sz 10 (DA-242), EA | Respiratory_Supplies | Respiratory Supplies - Tracheotomy | 2 | Yes |  | DA-242 | DALE MEDICAL PRODUCTS, INC
PS4400 | Tracheostomy Tube Holder, Moisture Repellant, Fits up to 18" (46cm) (DA-241), EA | Respiratory_Supplies | Respiratory Supplies - Tracheotomy | 2 | Yes |  | DA-241 | DALE MEDICAL PRODUCTS, INC
PS4401 | Inner Cannula, Tracheostomy, Disposable, 8.5mm (8IC85), EA | Respiratory_Supplies | Respiratory Supplies - Tracheotomy | 14 | Yes |  | 8IC85 | Medtronic of Canada Ltd.
PS4402 | Inner Cannula, Replacement, Reusable Adult, 7mm (BRCA70), EA | Respiratory_Supplies | Respiratory Supplies - Tracheotomy | 1 | Yes |  | BRCA70 | Smiths Medical Canada Ltd.
PS4403 | Inner Cannula, Replacement, Reusable Adult, 8mm (BRCA80), EA | Respiratory_Supplies | Respiratory Supplies - Tracheotomy | 1 | Yes |  | BRCA80 | Smiths Medical Canada Ltd.
PS4404 | Tracheostomy Tube, Cuffed, 6.5 Inner Cannula, Flexible, Disposable, 7.5mm X 10.8mm (6CN75H), EA | Respiratory_Supplies | Respiratory Supplies - Tracheotomy | 1 | Yes |  | 6CN75H | Medtronic of Canada Ltd.
PS4405 | Tracheostomy Inner Cannula, Extended Length, Disposable, Latex-Free, Non Metal, Adult, 5mm X 90mm (50XLTIN), EA | Respiratory_Supplies | Respiratory Supplies - Tracheotomy | 14 | Yes |  | 50XLTIN | Medtronic of Canada Ltd.
PS4406 | Tracheostomy Tube, Uncuffed, Flange Neck Straight, Pediatric, 3.5mm X 5.3mm X 4cm (60SP035), EA | Respiratory_Supplies | Respiratory Supplies - Tracheotomy | 1 | Yes |  | 60SP035 | Smiths Medical Canada Ltd.
PS4407 | Tracheostomy Tube, Uncuffed, Flange Neck Straight, Pediatric, 3mm X 4.7mm X 3.9cm (60SP030), EA | Respiratory_Supplies | Respiratory Supplies - Tracheotomy | 1 | Yes |  | 60SP030 | Smiths Medical Canada Ltd.
PS4408 | Tracheostomy Tube, Uncuffed, Flange Neck Straight, Pediatric Neonatal, 3.5mm X 5.3mm X 3.4cm (60SN035), EA | Respiratory_Supplies | Respiratory Supplies - Tracheotomy | 1 | Yes |  | 60SN035 | Smiths Medical Canada Ltd.
PS4409 | Tracheostomy Tube, Uncuffed, Flange Neck Straight, Pediatric Neonatal, 3mm X 4.7mm X 3.2cm (60SN030), EA | Respiratory_Supplies | Respiratory Supplies - Tracheotomy | 1 | Yes |  | 60SN030 | Smiths Medical Canada Ltd.
PS4410 | Tracheostomy Tube, Uncuffed, Flange, Silicone, Twill Tie, Sterile, Adult, 6mm X 8.8mm X 7cm (60A160), EA | Respiratory_Supplies | Respiratory Supplies - Tracheotomy | 1 | Yes |  | 60A160 | Smiths Medical Canada Ltd.
PS4411 | Tracheostomy Tube, Cuffed, Twill Tie, 15mm Cap Plug, Disposable, Sterile, Adult, 7.5mm X 80mm (670175), EA | Respiratory_Supplies | Respiratory Supplies - Tracheotomy | 1 | Yes |  | 670175 | Smiths Medical Canada Ltd.
PS4412 | Tracheostomy Tube, Uncuffed, Flexible, Reinforced Silicone, Sterile, Pediatric, 3.5mm X 5.3mm X 4cm (60P035), EA | Respiratory_Supplies | Respiratory Supplies - Tracheotomy | 1 | Yes |  | 60P035 | Smiths Medical Canada Ltd.
PS4413 | Tracheostomy Tube, Uncuffed, Flange Neck Straight, Pediatric Neonatal, Sterile, 3.5mm X 5.3mm X 3.4cm (60N035), EA | Respiratory_Supplies | Respiratory Supplies - Tracheotomy | 1 | Yes |  | 60N035 | Smiths Medical Canada Ltd.
PS4414 | Inner Cannula, Tracheostomy, Reusable, 7.5mm (BRCA75), EA | Respiratory_Supplies | Respiratory Supplies - Tracheotomy | 1 | Yes |  | BRCA75 | Smiths Medical Canada Ltd.
PS4415 | Tracheostomy Tube, Cuffed, Twill Tie, 15mm Cap Plug, Disposable, Sterile, Adult, 6 mm X 70mm (670160), EA | Respiratory_Supplies | Respiratory Supplies - Tracheotomy | 1 | Yes |  | 670160 | Smiths Medical Canada Ltd.
PS4416 | Tracheostomy Tube, Uncuffed, Flange Neck Straight, Neonatal, 3mm X 4.7mm X 3.2cm (60N030), EA | Respiratory_Supplies | Respiratory Supplies - Tracheotomy | 1 | Yes |  | 60N030 | Smiths Medical Canada Ltd.
PS4417 | Tracheostomy Tube, Uncuffed, Flexible, Reinforced Silicone, Sterile, Pediatric, 5.5mm X 8mm X 4.6cm (60P055), EA | Respiratory_Supplies | Respiratory Supplies - Tracheotomy | 1 | Yes |  | 60P055 | Smiths Medical Canada Ltd.
PS4418 | Tracheostomy Tube, Uncuffed, Flange, Twill Tie, Cap Plug, Sterile, Adult, 7mm X 10mm X 8cm (60A170), EA | Respiratory_Supplies | Respiratory Supplies - Tracheotomy | 1 | Yes |  | 60A170 | Smiths Medical Canada Ltd.
PS4419 | Tracheostomy Tube Kit, Cuffed, Twill Tie, 15mm Cap Plug, Disposable, Sterile, Adult, 8mm X 88mm (670180), EA | Respiratory_Supplies | Respiratory Supplies - Tracheotomy | 1 | Yes |  | 670180 | Smiths Medical Canada Ltd.
PS4420 | Tracheostomy Tube, Uncuffed, Flexible, Reinforced Silicone, Sterile, Pediatric, 4.5mm X 6.7mm X 4.2cm (60P045), EA | Respiratory_Supplies | Respiratory Supplies - Tracheotomy | 1 | Yes |  | 60P045 | Smiths Medical Canada Ltd.
PS4421 | Tracheostomy Tube, Cuffless, Fenestrated, Inner Cannula, Non Metal, Latex-Free, Adult, Sz 8, 7.6mm X 12.2mm X 81mm (8CFN), EA | Respiratory_Supplies | Respiratory Supplies - Tracheotomy | 1 | Yes |  | 8CFN | Medtronic of Canada Ltd.
PS4422 | Tracheostomy Tube, Uncuffed, Flange Neck Straight, Pediatric, 5mm X 7.3mm X 4.4cm (60SP050), EA | Respiratory_Supplies | Respiratory Supplies - Tracheotomy | 1 | Yes |  | 60SP050 | Smiths Medical Canada Ltd.
PS4423 | Tracheostomy Tube, Uncuffed, Flange Neck Straight, Pediatric, 5.5mm X 8mm X 4.6cm (60SP055), EA | Respiratory_Supplies | Respiratory Supplies - Tracheotomy | 1 | Yes |  | 60SP055 | Smiths Medical Canada Ltd.
PS4424 | Tracheostomy Tube, Uncuffed, Flexible, Reinforced Silicone, Sterile, Paediatric, 5mm X 7.3mm X 4.4cm (60P050), EA | Respiratory_Supplies | Respiratory Supplies - Tracheotomy | 1 | Yes |  | 60P050 | Smiths Medical Canada Ltd.
PS4425 | Tracheostomy Tube, Uncuffed, Flange Neck Straight, Pediatric, 4mm X 6mm X 4.1cm (60SP040), EA | Respiratory_Supplies | Respiratory Supplies - Tracheotomy | 1 | Yes |  | 60SP040 | Smiths Medical Canada Ltd.
PS4426 | Tracheostomy Tube, Uncuffed, Flange Neck Straight, Pediatric Neonatal, 4mm X 6mm X 3.6cm (60SN040), EA | Respiratory_Supplies | Respiratory Supplies - Tracheotomy | 1 | Yes |  | 60SN040 | Smiths Medical Canada Ltd.
PS4427 | Tracheostomy Tube, Uncuffed, Flanged, Twill Tie Cap Plug, Sterile, Adult, 5mm X 7.4mm X 6cm (60A150), EA | Respiratory_Supplies | Respiratory Supplies - Tracheotomy | 1 | Yes |  | 60A150 | Smiths Medical Canada Ltd.
PS4428 | Tracheostomy Tube, Uncuffed, Flexible, Reinforced Silicone, Sterile, Pediatric, 3mm X 4.7mm X 3.9cm (60P030), EA | Respiratory_Supplies | Respiratory Supplies - Tracheotomy | 1 | Yes |  | 60P030 | Smiths Medical Canada Ltd.
PS4429 | Tracheostomy Tube, Uncuffed, Flange Neck Straight, Pediatric, 4.5mm X 6.7mm X 4.2cm (60SP045), EA | Respiratory_Supplies | Respiratory Supplies - Tracheotomy | 1 | Yes |  | 60SP045 | Smiths Medical Canada Ltd.
PS4430 | Tracheostomy Tube, Uncuffed, Flange Neck Straight, Silicone, Neonatal, 4mm X 6mm X 3.6cm (60N040), EA | Respiratory_Supplies | Respiratory Supplies - Tracheotomy | 1 | Yes |  | 60N040 | Smiths Medical Canada Ltd.
PS4431 | Tracheostomy Tube Kit, Cuffed, Silicone, Twill Tie 15mm Cap Plug, Non Metal, Disposable, Sterile, Adult, 7mm X 80mm (670170), EA | Respiratory_Supplies | Respiratory Supplies - Tracheotomy | 1 | Yes |  | 670170 | Smiths Medical Canada Ltd.
PS4432 | Tracheostomy Tube Kit, Cuffed, Silicone, Twill Tie 15mm Cap Plug, Non Metal, Disposable, Sterile, Adult, 5mm X 60mm (670150), EA | Respiratory_Supplies | Respiratory Supplies - Tracheotomy | 1 | Yes |  | 670150 | Smiths Medical Canada Ltd.
PS4433 | Tracheostomy Tube, Uncuffed, Flexible, Reinforced, Silicone, Sterile, Pediatric, 4mm X 6mm X 4.1cm (60P040), EA | Respiratory_Supplies | Respiratory Supplies - Tracheotomy | 1 | Yes |  | 60P040 | Smiths Medical Canada Ltd.
PS4434 | Tracheostomy Tube, Uncuffed, Flanged Silicone, Twill Tie Cap Plug, Sterile, Adult, 8mm X 11mm X 8.8mm (60A180), EA | Respiratory_Supplies | Respiratory Supplies - Tracheotomy | 1 | Yes |  | 60A180 | Smiths Medical Canada Ltd.
PS4435 | Oxygen Tubing, Crush Resistant, Standard Ribbed Connector, 7 ft (2002-7-50), EA | Respiratory_Supplies | Respiratory Supplies - Tracheotomy | 1 | Yes |  | 2002-7-50 | SALTER LABS
PS4436 | Trach, Hydro-Tracheostomy Heat and Moisture Exchanger, Latex Free (PS6240), EA | Respiratory_Supplies | Respiratory Supplies - Tracheotomy | 14 | Yes |  | PS6240 | PHARMASYSTEMS
PS4437 | Leg Bag Extension Tubing, 45.7cm (18 inch) (DYND12550), EA | Urinary | Urinary - Bags & Tubing | 2 | Yes |  | DYND12550 | Medline
PS4438 | Catheter Drain Tube Plug, Disposable, Sterile (DYND12200), EA | Urinary | Urinary - Bags & Tubing | 2 | Yes |  | DYND12200 | Medline
PS4439 | Solution, 0.9% Sodium Chloride, Irrigation, 3000ml Bag (JB7127), EA | Solutions | Solutions - Sodium Chloride | 20 | Yes |  | JB7127 | BAXTER CORPORATION
PS4440 | Lubricant, Jelly, 3.5gr (LUB035), EA | Urinary | Urinary - Lubricants Cath | 14 | Yes |  | LUB035 | CANADIAN CUSTOM PACKAGING CO
PS4441 | Tray, Catheter Foley, Sterile (AS880), EA | Urinary | Urinary - Misc | 2 | Yes |  | AS880 | Amsino
PS4442 | Tray, Catheter Irrigation (AS136), EA | Wound_Care | Wound Care - Misc | 2 | Yes |  | AS136 | Amsino
PS4443 | Catheter, Urethral, Two-way Foley, Silicone-Elastomer Coated Latex, 16FR, 10cc (DYND11756), EA | Urinary | Urinary - In-Dwelling Cath | 2 | Yes | Max is 2 across all Foley Sizes | DYND11756 | Medline
PS4444 | Catheter, Urethral, Two-way Foley, Silicone-Elastomer Coated Latex, 14FR, 10cc (DYND11754), EA | Urinary | Urinary - In-Dwelling Cath | 2 | Yes | Max is 2 across all Foley Sizes | DYND11754 | Medline
PS4445 | Catheter, Urethral, Two-way Foley, Silicone-Elastomer Coated Latex, 18FR, 10cc (DYND11758), EA | Urinary | Urinary - In-Dwelling Cath | 2 | Yes | Max is 2 across all Foley Sizes | DYND11758 | Medline
PS4446 | Catheter, Urethral, Two-way Foley, Coude, Silicone-Elastomer Coated, Latex, 16 FR, 10CC (DYND11216), EA | Urinary | Urinary - In-Dwelling Cath | 2 | Yes | Max is 2 across all Foley Sizes | DYND11216 | Medline
PS4447 | Catheter, Urethral, Two-way Foley, Silicone-Elastomer Coated, Latex, 20 FR, 10CC (DYND11760), EA | Urinary | Urinary - In-Dwelling Cath | 2 | Yes | Max is 2 across all Foley Sizes | DYND11760 | Medline
PS4448 | Catheter, Urethral, Two-way Foley, Silicone-Elastomer Coated, Latex, 12 FR, 10CC (DYND11752), EA | Urinary | Urinary - In-Dwelling Cath | 2 | Yes | Max is 2 across all Foley Sizes | DYND11752 | Medline
PS4449 | Catheter, Urethral, Two-way Foley, Coude, Silicone-Elastomer Coated, Latex, 18 FR, 10CC (DYND11218), EA | Urinary | Urinary - In-Dwelling Cath | 2 | Yes | Max is 2 across all Foley Sizes | DYND11218 | Medline
PS4450 | Catheter, Urethral, Two-way Foley, Coude, Silicone-Elastomer Coated, Latex, 14 FR, 10CC (DYND11214), EA | Urinary | Urinary - In-Dwelling Cath | 2 | Yes | Max is 2 across all Foley Sizes | DYND11214 | Medline
PS4451 | Catheter, Urethral, Two-way Foley, Silicone-Elastomer Coated, Latex, 22 FR, 10CC (DYND11762), EA | Urinary | Urinary - In-Dwelling Cath | 2 | Yes | Max is 2 across all Foley Sizes | DYND11762 | Medline
PS4452 | Catheter, Urethral, Two-way Foley, Silicone Coated, Non-Sterile, 24FR 5cc (AS41024), EA | Urinary | Urinary - In-Dwelling Cath | 2 | Yes | Max is 2 across all Foley Sizes | AS41024 | Amsino
PS4453 | Catheter, Urethral, Three-way Foley, 100% Silicone, 16FR 30cc (DYND11572), EA | Urinary | Urinary - In-Dwelling Cath | 2 | Yes | Max is 2 across all Foley Sizes | DYND11572 | Medline
PS4454 | Catheter, Urethral, Self-Catheterization, Straight Tip, Sterile, Pediatric, 10FR X 25.4cm (504430), EA | Urinary | Urinary - Intermittent Cath | 14 | Yes | Max is 14 across all Foley Sizes | 504430 | Coloplast Canada Corporation
PS4455 | Catheter, Urethral, Self-Catheterization, Straight Tip, Sterile, Pediatric, 8FR X 25.4cm (504420), EA | Urinary | Urinary - Intermittent Cath | 14 | Yes | Max is 14 across all Foley Sizes | 504420 | Coloplast Canada Corporation
PS4456 | Catheter, Urethral, Self-Catheterization, Straight Tip, Sterile, Pediatric, 6FR X 25.4cm (504410), EA | Urinary | Urinary - Intermittent Cath | 14 | Yes | Max is 14 across all Foley Sizes | 504410 | Coloplast Canada Corporation
PS4457 | StatLock, Stabilization Device, Foley Tricot Anchor Pad, for Latex and Silicone Catheters (FOL0102), EA | Urinary | Urinary - Misc | 2 | Yes |  | FOL0102 | Becton Dickinson
PS4458 | Urinary Drainage Bag, Anti-reflux Tower, Blunt Cannula Sample Port, 4000ml (DYND15405), EA | Urinary | Urinary - Bags & Tubing | 2 | Yes |  | DYND15405 | Medline
PS4459 | Catheter, Foley Two-way, Silicone, Latex-Free, Sterile, 22FR, 5cc (AS41022S), EA | Urinary | Urinary - In-Dwelling Cath | 2 | Yes | Max is 2 across all Foley Sizes | AS41022S | Amsino
PS4460 | Catheter, Foley Two-way, Silicone, Latex-free, Sterile, 24FR, 5cc (AS41024S), EA | Urinary | Urinary - In-Dwelling Cath | 2 | Yes | Max is 2 across all Foley Sizes | AS41024S | Amsino
PS4461 | Catheter, Urethral, Tiemann, Two-way Foley Indwelling, Silicone, Latex-free, 12FR, 5cc (171305120), EA | Urinary | Urinary - In-Dwelling Cath | 2 | Yes | Max is 2 across all Foley Sizes | 171305120 | Teleflex LLC
PS4462 | Catheter, Urethral, Tiemann, Coude Tip Two-way Foley Silicone, Latex-free, 20FR, 5cc (171305200), EA | Urinary | Urinary - In-Dwelling Cath | 2 | Yes | Max is 2 across all Foley Sizes | 171305200 | Teleflex LLC
PS4463 | Catheter, Urinary, Intermittent, Male, Straight Tip, with DEHT, 14FR (501004), EA | Urinary | Urinary - Intermittent Cath | 30 | Yes | Max is 30 across all Foley Sizes | 501004 | CONVATEC
PS4464 | Catheter, Urinary, Intermittent, Male, Straight Tip, with DEHT, 12FR (501003), EA | Urinary | Urinary - Intermittent Cath | 30 | Yes | Max is 30 across all Foley Sizes | 501003 | CONVATEC
PS4465 | Catheter, Urinary, Intermittent, Female, with DEHT, 12FR (501021), EA | Urinary | Urinary - Intermittent Cath | 30 | Yes | Max is 30 across all Foley Sizes | 501021 | CONVATEC
PS4466 | Catheter, Urinary, Intermittent, Male, Straight Tip, with DEHT, 16FR (501005), EA | Urinary | Urinary - Intermittent Cath | 30 | Yes | Max is 30 across all Foley Sizes | 501005 | CONVATEC
PS4467 | Catheter, Urinary, Intermittent, Female, with DEHT, 14FR (501022), EA | Urinary | Urinary - Intermittent Cath | 30 | Yes | Max is 30 across all Foley Sizes | 501022 | CONVATEC
PS4468 | Catheter, Urinary, Intermittent, Male Coude Tip, with DEHT, 14FR (501014), EA | Urinary | Urinary - Intermittent Cath | 30 | Yes | Max is 30 across all Foley Sizes | 501014 | CONVATEC
PS4469 | Catheter, Urinary, Intermittent, Male Coude Tip, with DEHT, 16FR (501015), EA | Urinary | Urinary - Intermittent Cath | 30 | Yes | Max is 30 across all Foley Sizes | 501015 | CONVATEC
PS4470 | Catheter, Urinary, Intermittent, Male Coude Tip, with DEHT, 12FR (501013), EA | Urinary | Urinary - Intermittent Cath | 30 | Yes | Max is 30 across all Foley Sizes | 501013 | CONVATEC
PS4471 | Catheter, Urinary, Intermittent, Male, Straight Tip, with DEHT, 18FR (501006), EA | Urinary | Urinary - Intermittent Cath | 30 | Yes | Max is 30 across all Foley Sizes | 501006 | CONVATEC
PS4472 | Leg Bag for Urine, 500mL with 18in ext. tube (453919), EA | Urinary | Urinary - Bags & Tubing | 2 | Yes |  | 5161 | Coloplast Canada Corporation
PS4473 | Drainage Bag for Urine 2000mL (DYND15203), EA | Urinary | Urinary - Bags & Tubing | 2 | Yes |  | 21356 | Coloplast Canada Corporation
PS4474 | Leg Bag for Urine 730mL without ext. tube (145516), EA and Leg Bag Extension Tubing, 45.7cm (18 inch) (DYND12550), EA | Urinary | Urinary - Bags & Tubing | 2 | Yes |  | 145516-DYND12550 | Cardinal Health Canada
PS4475 | Aquacel Ag+, 2 Layer, Antimicrobial, Gelling Silver, High Absorbency, Sterile 5 x 5cm (413566), EA | Wound_Care | Wound Care - Antimicrobials / Silver | 6 | Yes | 6 total of all sizes per wound | 413566 | CONVATEC
PS4476 | Tegaderm, Absorbent Clear Acrylic Dressing, Border, Oval, 7.6cm X 9.5cm (90800), EA | Wound_Care | Wound Care - Transparent Films | 2 | Yes |  | 90800 | 3M Healthcare Canada Company Ltd
PS4477 | TheraHoney Gel, 100% Manuka Honey, 13gr tube (MNK0005), EA | Wound_Care | Wound Care - Antimicrobials / Silver | 6 | Yes | 6 total of all sizes per wound | MNK0005 | Medline
PS4478 | Coban, Elastic Self-Adherent Wrap, Fully Stretched, Non-Sterile, Tan, 10.16cm X 4.57m roll (1584), EA | Venous_Support | Venous Support - Single Layer | 6 | Yes | 6 total of all sizes per wound | 1584 | 3M Healthcare Canada Company Ltd
PS4479 | Coban, Elastic Self-Adherent Wrap, Fully Stretched, Non-Sterile, Tan, 2.54cm X 4.57m roll (1581), EA | Venous_Support | Venous Support - Single Layer | 6 | Yes | 6 total of all sizes per wound | 1581 | 3M Healthcare Canada Company Ltd
PS4480 | Padding for use with Compression Bandage, 10cm X 3m roll (10694), EA | Venous_Support | Venous Support - Misc | 6 | Yes | 6 total of all sizes per wound | 10694 | L&R CANADA
PS4481 | Comprilan, Short Stretch Compression Bandage, Washable, 10cm x 5m roll (102800), EA | Venous_Support | Venous Support - Single Layer | 2 | Yes |  | 102800 | Essity Canada Inc
PS4482 | Easifix Cohesive, Self-Adhesive Fixation Bandage, 12cm, 4m roll (7143613), EA | Wound_Care | Wound Care - Bandage Wraps | 6 | Yes | 6 total of all sizes per wound | 7143613 | Essity Canada Inc
PS4483 | Coban 2 Lite Comfort Foam Layer, Compression for Lymphedema, 10cm X 2.7m roll (20714), EA | Venous_Support | Venous Support - Multi Layer | 6 | Yes | 6 total of all sizes per wound | 20714 | 3M Healthcare Canada Company Ltd
PS4484 | Comprilan, Short Stretch Compression Bandage, Washable, 8cm x 5m roll (102700), EA | Venous_Support | Venous Support - Single Layer | 2 | Yes |  | 102700 | Essity Canada Inc
PS4485 | Comprilan, Short Stretch Compression Bandage, Washable, 12cm x 5m roll (102900), EA | Venous_Support | Venous Support - Single Layer | 2 | Yes |  | 102900 | Essity Canada Inc
PS4486 | Coban 2 Lite Comfort Compression Layer, Compression for Lymphedema, 2.5cm X 3.5m roll (20721), EA | Venous_Support | Venous Support - Multi Layer | 6 | Yes | 6 total of all sizes per wound | 20721 | 3M Healthcare Canada Company Ltd
PS4487 | Comprilan, Short Stretch Compression Bandage, Washable, 6cm x 5m roll (102600), EA | Venous_Support | Venous Support - Single Layer | 2 | Yes |  | 102600 | Essity Canada Inc
PS4488 | Easifix Cohesive, Self-Adhesive Fixation Bandage, 10cm, 4m roll (7143612), EA | Wound_Care | Wound Care - Bandage Wraps | 6 | Yes | 6 total of all sizes per wound | 7143612 | Essity Canada Inc
PS4489 | Coban 2 Layer Compression System with Stocking, 1 Kit (2094N), EA | Venous_Support | Venous Support - Multi Layer | 6 | Yes | 6 total of all sizes per wound | 2094N | 3M Healthcare Canada Company Ltd
PS4490 | Sorbact Swab, Hydrophobic Impregnated Acetate, Low - High Exudate, Sterile, Latex-Free 7cm X 9cm (7216562), EA | Wound_Care | Wound Care - Impregnated Dressings & Ointments | 6 | Yes | 6 total of all sizes per wound | 7216562 | Essity Canada Inc
PS4491 | Sorbact Ribbon, Hydrophobic Impregnated Acetate, Low - High Exudate, Sterile, Latex-Free 5cm X 200cm (7216711), EA | Wound_Care | Wound Care - Impregnated Dressings & Ointments | 6 | Yes | 6 total of all sizes per wound | 7216711 | Essity Canada Inc
PS4492 | Mepilex Transfer, Foam Exudate Transfer Silicone, Sterile, 10cm X 12cm (294700), EA | Wound_Care | Wound Care - Misc | 6 | Yes | 6 total of all sizes per wound | 294700 | MOLNLYCKE HEALTHCARE
PS4493 | Mepilex, Foam Dressing, Silicone, Conformable, 20cm X 20cm (294400), EA | Wound_Care | Wound Care - Absorbent Foam | 6 | Yes | 6 total of all sizes per wound | 294400 | MOLNLYCKE HEALTHCARE
PS4494 | Mepilex, Silver Foam Burn Dressing, Antimicrobial, Silicone Self-Adherent, 20cm X 20cm (287400), EA | Wound_Care | Wound Care - Antimicrobials / Silver | 6 | Yes | 6 total of all sizes per wound | 287400 | MOLNLYCKE HEALTHCARE
PS4495 | Aquacel Ag+, 2 Layer, Antimicrobial Gelling Silver Dressing, High Absorbency, Sterile, 15cm X 15cm (413568), EA | Wound_Care | Wound Care - Antimicrobials / Silver | 6 | Yes | 6 total of all sizes per wound | 413568 | CONVATEC
PS4496 | Aquacel Ag+, Antimicrobial Strengthening Fiber Ribbon, Silver, Moderate - High Exudate, Sterile, 2cm X 45cm (413571), EA | Wound_Care | Wound Care - Antimicrobials / Silver | 6 | Yes | 6 total of all sizes per wound | 413571 | CONVATEC
PS4497 | Hydrofera Blue Foam Dressing, Antibacterial, PVA foam Gentian Violet Methylene, Borderless, Non-Adh, Sterile, 10.2cm X 10.2cm (HB4414), EA | Wound_Care | Wound Care - Antimicrobials | 6 | Yes | 6 total of all sizes per wound | HB4414 | HYDROFERA LLC
PS4498 | Hydrofera Blue Foam Dressing, Antibacterial, PVA foam Gentian Violet Methylene, Borderless, Non-Adh, Sterile, 15.2cm X 15.2cm (HB6614), EA | Wound_Care | Wound Care - Antimicrobials | 6 | Yes | 6 total of all sizes per wound | HB6614 | HYDROFERA LLC
PS4499 | Hydrofera Blue Foam Dressing, Antibacterial, PVA foam Gentian Violet Methylene, Borderless, Non-Adh, Sterile, 5cm X 5cm (HB2214), EA | Wound_Care | Wound Care - Antimicrobials | 6 | Yes | 6 total of all sizes per wound | HB2214 | HYDROFERA LLC
PS4500 | Hydrofera Blue Foam Rope, Antibacterial, PVA foam Gentian Violet Methylene, Borderless, Non-Adh, Sterile, 9mm rope (HBT0906), EA | Wound_Care | Wound Care - Antimicrobials | 6 | Yes | 6 total of all sizes per wound | HBT0906 | HYDROFERA LLC
PS4501 | Promogran Prisma Dressing, Collagen Matrix with ORC and Silver, 28cm X 28cm (PS2028), EA | Wound_Care | Wound Care - Antimicrobials / Silver | 6 | Yes | 6 total of all sizes per wound | PS2028 | 3M Healthcare Canada Company Ltd
PS4502 | Promogran Protease Dressing, Modulating Matrix, Boarder, Sterile, 28cm X 28cm (M772028), EA 10 EA/CT | Wound_Care | Wound Care - Misc | 6 | Yes | 6 total of all sizes per wound | M772028 | 3M Healthcare Canada Company Ltd
PS4503 | Promogran Prisma Dressing, Collagen Matrix with ORC and Silver, 123cm X 123cm (PS2123), EA | Wound_Care | Wound Care - Antimicrobials / Silver | 6 | Yes | 6 total of all sizes per wound | PS2123 | 3M Healthcare Canada Company Ltd
PS4504 | Promogran Protease Dressing, Modulating Matrix, Boarder, Sterile, 123cm X 123cm (M772123), EA | Wound_Care | Wound Care - Misc | 6 | Yes | 6 total of all sizes per wound | M772123 | 3M Healthcare Canada Company Ltd
PS4505 | Endoform Dressing, Collagen Extracellular Matrix, Sterile, 5.08cm X 5.08cm (529302), EA | Wound_Care | Wound Care - Misc | 6 | Yes | 6 total of all sizes per wound | 529302 | AROA BIOSURGERY
PS4506 | Endoform Dressing, Collagen Extracellular Matrix, Sterile, 10.16cm X 12.7cm (529304), EA | Wound_Care | Wound Care - Misc | 6 | Yes | 14 total per wound, all sizes | 529304 | AROA BIOSURGERY
PS4507 | Mepilex Transfer AG, Silver, 10 x 12.5cm (394190) ,EA | Wound_Care | Wound Care - Antimicrobials / Silver | 6 | Yes | 6 total of all sizes per wound | 394190 | MOLNLYCKE HEALTHCARE
PS4508 | Prontosan Wound Irrigation, Antimicrobial, Sterile, 350ml (400431), EA | Solutions | Solutions - Cleansers / Disinfectants | 2 | Yes |  | 400431 | B.BRAUN OF CANADA LTD.
PS4509 | Actisorb Silver 220, Activated Charcoal Dressing, Non-Adherent, 10.5 X 10.5cm (MAS105), EA | Wound_Care | Wound Care - Antimicrobials / Silver | 14 | Yes | 14 total per wound, all sizes | MAS105 | 3M Healthcare Canada Company Ltd
PS4510 | Actisorb Silver 220, Activated Charcoal Dressing, Non-Adherent, 19 X 10.5cm (MAS190), EA | Wound_Care | Wound Care - Antimicrobials / Silver | 14 | Yes | 14 total per wound, all sizes | MAS190 | 3M Healthcare Canada Company Ltd
PS4511 | Actisorb Silver 220, Activated Charcoal Dressing, Non-Adherent, 6.5 X 9.5cm (MAS065), EA | Wound_Care | Wound Care - Antimicrobials / Silver | 14 | Yes | 14 total per wound, all sizes | MAS065 | 3M Healthcare Canada Company Ltd
PS4512 | Biatain Silicone Foam Dressing, Border Adhesive, 7.5 X 7.5cm (33434), EA | Wound_Care | Wound Care - Absorbent Foam | 6 | Yes | 14 total per wound, all sizes | 33434 | Coloplast Canada Corporation
PS4513 | Biatain Lite Silicone Foam Dressing, Silicone Border, 10 X 10cm (33445), EA | Wound_Care | Wound Care - Absorbent Foam | 6 | Yes | 14 total per wound, all sizes | 33445 | Coloplast Canada Corporation
PS4514 | Biatain Silicone Foam Dressing, Border Adhesive, 15 X 15cm (33437), EA | Wound_Care | Wound Care - Absorbent Foam | 6 | Yes | 14 total per wound, all sizes | 33437 | Coloplast Canada Corporation | https://shop.cardinalhealth.ca/chc/search?searchTerm=COL33437
PS4515 | Biatain Lite Silicone Foam Dressing, Silicone Border, 12.5 X 12.5cm (33446), EA | Wound_Care | Wound Care - Absorbent Foam | 6 | Yes | 14 total per wound, all sizes | 33446 | Coloplast Canada Corporation
PS4516 | Biatain Silicone Foam Dressing, Border Adhesive, 17.5 X 17.5cm (33438), EA | Wound_Care | Wound Care - Absorbent Foam | 6 | Yes | 14 total per wound, all sizes | 33438 | Coloplast Canada Corporation
PS4517 | Biatain Lite Silicone Foam Dressing, Silicone Border, 7.5 X 7.5cm (33444), EA | Wound_Care | Wound Care - Absorbent Foam | 6 | Yes | 14 total per wound, all sizes | 33444 | Coloplast Canada Corporation
PS4518 | Biatain Silicone Foam Dressing, Adhesive Silicone Adhesive, Sacral, 25 X 25cm (39000), EA | Wound_Care | Wound Care - Absorbent Foam | 6 | Yes | 14 total per wound, all sizes | 39000 | Coloplast Canada Corporation
PS4519 | Kerlix AMD Gauze Roll Dressing, Antimicrobial, 6 Ply Sterile, 11.4cm X 3.7m (4.1 yd) (Z3332), EA | Wound_Care | Wound Care - Antimicrobials / Silver | 14 | Yes | 14 total per wound, all sizes | Z3332 | Cardinal Health Canada
PS4520 | Curity AMD Sponges, Gauze Antimicrobial, 12 Ply, 10.2 X 10.2cm (Z2533), 2/pkg | Wound_Care | Wound Care - Antimicrobials | 14 | Yes | 14 total per wound, all sizes | Z2533 | Cardinal Health Canada
PS4521 | Curity AMD Packing Strips, Antimicrobial, Sterile, 1/2 X 36", (1.27 X 91.4cm) (Z7832AMD), EA | Wound_Care | Wound Care - Antimicrobials | 14 | Yes | 14 total per wound, all sizes | Z7832AMD | Cardinal Health Canada
PS4522 | AMD Excilon Drain Sponge, Antimicrobial, Sterile, 10.2 X 10.2cm (Z7088), 2/Pkg | Wound_Care | Wound Care - Antimicrobials | 6 | Yes | 14 total per wound, all sizes | Z7088 | Cardinal Health Canada
PS4523 | Curity AMD Packing Strips, Antimicrobial, Sterile,1/4" X 36", (6.3mm X 91.4cm) (Z7831AMD), EA | Wound_Care | Wound Care - Antimicrobials | 14 | Yes | 14 total per wound, all sizes | Z7831AMD | Cardinal Health Canada
PS4524 | Curity AMD Packing Strips, Antimicrobial, Sterile, 1 X 36", (2.5 X 91.4cm) (Z7833AMD), EA | Wound_Care | Wound Care - Antimicrobials | 14 | Yes | 14 total per wound, all sizes | Z7833AMD | Cardinal Health Canada
PS4525 | Stockinet, Lymphedema Open-Toe, Small, Pair (600001), EA | Venous_Support | Venous Support - Single Layer | 4 | Yes |  | 600001 | COMPRESSION DYNAMICS LLC
PS4526 | Stockinet, Lymphedema Open-Toe, Medium (960001), EA | Venous_Support | Venous Support - Single Layer | 4 | Yes |  | 960001 | COMPRESSION DYNAMICS LLC
PS4527 | Stockinet, Lymphedema Open-Toe, Large (120L001), EA | Venous_Support | Venous Support - Single Layer | 4 | Yes |  | 120L001 | COMPRESSION DYNAMICS LLC
PS4528 | Stockinet, Lymphedema Open-Toe, X-Large (160XL01), EA | Venous_Support | Venous Support - Single Layer | 4 | Yes |  | 160XL01 | COMPRESSION DYNAMICS LLC
PS4529 | Profore 4 Layer Compression System Kit, Latex Free (66000770), EA | Venous_Support | Venous Support - Multi Layer | 6 | Yes | 6 total of all sizes per wound | 66000770 | Smith & Nephew Inc.
PS4530 | Compression Bandage, Stretch, 10cm X 7m roll (105900), EA | Wound_Care | Wound Care - Bandage Wraps | 2 | Yes |  | 105900 | L&R CANADA
PS4531 | Allevyn, Dressing Wound Foam Hydrocellular Non-Adhesive 10cm X 10cm (66007637), EA | Wound_Care | Wound Care - Non Adherent Dressing | 6 | Yes | 6 total of all sizes per wound | 66007637 | Smith & Nephew Inc.
PS4532 | Allevyn, Hydrocelluar Non-Adhesive Foam, 20cm X 20cm (66007638), EA | Wound_Care | Wound Care - Non Adherent Dressing | 6 | Yes | 6 total of all sizes per wound | 66007638 | Smith & Nephew Inc.
PS4533 | Comfeel Plus Hydrocolloid Thin Transparent Dressing, 10 X 10cm (33533), EA | Wound_Care | Wound Care - Transparent Films | 6 | Yes | 6 total of all sizes per wound | 33533 | Coloplast Canada Corporation
PS4534 | Comfeel Plus Hydrocolloid Dressing, with Alginate, 10cm X 10cm (33110), EA | Wound_Care | Wound Care - Hydrocolloids | 6 | Yes | 6 total of all sizes per wound | 33110 | Coloplast Canada Corporation
PS4535 | Comfeel Plus Hydrocolloid Transparent Dressing, 17.78 X 20.32cm (33285), EA | Wound_Care | Wound Care - Hydrocolloids | 6 | Yes | 6 total of all sizes per wound | 33285 | Coloplast Canada Corporation
PS4536 | Comfeel Plus Hydrocolloid Thin Transparent Dressing, 15.24 X 15.24cm (33539), EA | Wound_Care | Wound Care - Hydrocolloids | 6 | Yes | 6 total of all sizes per wound | 33539 | Coloplast Canada Corporation
PS4537 | Biatain Alginate Ag, Silver, Ribbon, 3 X 44cm (1.18 X 17.48") (3780), EA | Wound_Care | Wound Care - Antimicrobials / Silver | 6 | Yes | 6 total of all sizes per wound | 3780 | Coloplast Canada Corporation
PS4538 | Silvercel Hydro-Alginate Antimicrobial Dressing, with Silver, 5 X 5cm (CAD050), EA | Wound_Care | Wound Care - Antimicrobials / Silver | 6 | Yes | 6 total of all sizes per wound | CAD050 | 3M Healthcare Canada Company Ltd
PS4539 | Biatain Silicone Foam Dressing, Border, 10 X 10cm (33435), EA | Wound_Care | Wound Care - Absorbent Foam | 6 | Yes | 6 total of all sizes per wound | 33435 | Coloplast Canada Corporation
PS4540 | Biatain, Foam Silicone Dressing, Border, Adhesive, 12.5 X 12.5cm (33436), EA | Wound_Care | Wound Care - Absorbent Foam | 6 | Yes | 6 total of all sizes per wound | 33436 | Coloplast Canada Corporation
PS4541 | Allevyn Gentle Border Hydrocellular Foam Dressing, Silicone Adhesive, 3- layers 17.1 X 17.9cm (66800959), EA | Wound_Care | Wound Care - Absorbent Foam | 6 | Yes | 6 total of all sizes per wound | 66800959 | Smith & Nephew Inc.
PS4542 | Aquacel Extra Wound Dressing, Hydrofiber, 10 X 10cm (420672), EA | Wound_Care | Wound Care - Hydro Fiber Technology | 6 | Yes | 6 total of all sizes per wound | 420672 | CONVATEC
PS4543 | Aquacel Extra Wound Dressing, Hydrofiber, 5 X 5cm (420671), EA | Wound_Care | Wound Care - Hydro Fiber Technology | 6 | Yes | 6 total of all sizes per wound | 420671 | CONVATEC
PS4544 | Conforming Gauze Bandage, Stretch, Non-sterile, 4" X 4.1 Yd (A405), 12/pkg | Wound_Care | Wound Care - Bandage Wraps | 1 | Yes |  | A405 | AMD-RITMED INC
PS4545 | Abdominal Pad, Non woven, 12.7 X 22.8cm (NON21450), EA | Wound_Care | Wound Care - Non Adherent Dressing | 28 | Yes |  | NON21450 | Medline
PS4546 | Tracheostomy Drainage Sponge, 6 ply, 5 X 5cm (DUP84918), 2/pkg | Respiratory_Supplies | Respiratory Supplies - Tracheotomy | 28 | Yes |  | DUP84918 | Gentell Inc
PS4547 | Abdominal Pad, Non woven, 8 X 10" (NON21454), EA | Wound_Care | Wound Care - Non Adherent Dressing | 28 | Yes |  | NON21454 | Medline
PS4548 | Abdominal pad Roll, Sterile, 20.32cm X 2.78m (70953), EA | Wound_Care | Wound Care - Non Adherent Dressing | 1 | Yes |  | 70953 | Gentell Inc
PS4549 | Drain and IV Sponge, Sterile, 6 ply, 4 X 4" (A9210), 2/Pkg | Wound_Care | Wound Care - Non Adherent Dressing | 28 | Yes |  | A9210 | MEDICOM
PS4550 | Eye Pad, Latex-Free, Sterile, 5.4 X 6.67cm (C-EYP22S), EA | Dressings | Dressings - Gauzes | 14 | Yes |  | C-EYP22S | Cardinal Health Canada
PS4551 | Inadine Povidone Iodine Dressing, Borderless, Non-Adherent, 9.5 X 9.5cm (P01512), EA | Wound_Care | Wound Care - Non Adherent Dressing | 6 | Yes |  | P01512 | 3M Healthcare Canada Company Ltd
PS4552 | Adaptic Non Adherent Dressing, 7.62 X 20.32cm (3 X 8") (2013), 3/Pkg | Wound_Care | Wound Care - Non Adherent Dressing | 6 | Yes |  | 2013 | 3M Healthcare Canada Company Ltd
PS4553 | Inadine Povidone Iodine Dressing, Borderless, Non-Adherent, 5 X 5cm (P01481), EA | Wound_Care | Wound Care - Non Adherent Dressing | 6 | Yes |  | P01481 | 3M Healthcare Canada Company Ltd
PS4554 | Adaptic Non Adherent Dressing, 7.62 X 7.62cm (3 X 3") (2012), EA | Wound_Care | Wound Care - Non Adherent Dressing | 6 | Yes |  | 2012 | 3M Healthcare Canada Company Ltd
PS4555 | 3M™ Kerramax Care™ Super Absorbent Non Adherent Dressing, 10.16 X 22.86cm (PRD500-120), EA | Wound_Care | Wound Care - Exudate Absorbers | 6 | Yes |  | PRD500-120 | 3M Healthcare Canada Company Ltd
PS4556 | 3M™ Kerramax Care™ Super Absorbent Non Adherent Dressing, 20.32 X 22.86cm (PRD500-240), EA | Wound_Care | Wound Care - Exudate Absorbers | 6 | Yes |  | PRD500-240 | 3M Healthcare Canada Company Ltd
PS4557 | 3M™ Kerramax Care™ Super Absorbent Non Adherent Dressing, 20.32 X 30.48cm (PRD500-380), EA | Wound_Care | Wound Care - Exudate Absorbers | 6 | Yes |  | PRD500-380 | 3M Healthcare Canada Company Ltd
PS4558 | 3M™ Kerramax Care™ Super Absorbent Non Adherent Dressing, 10.16 X 10.16cm (PRD500-050), EA | Wound_Care | Wound Care - Exudate Absorbers | 6 | Yes |  | PRD500-050 | 3M Healthcare Canada Company Ltd
PS4559 | 3M™ Kerramax Care™ Super Absorbent Non Adherent Dressing, 20.32 X 50.8cm (PRD500-600), EA | Wound_Care | Wound Care - Exudate Absorbers | 6 | Yes |  | PRD500-600 | 3M Healthcare Canada Company Ltd
PS4560 | Tubular Knit Gauze Bandage, Sz 3 Elbow, 25 Metre/Roll (190246), EA | Infusion | Infusion - Misc | 1 | Yes |  | 190246 | FRA PRODUCTION SPA
PS4561 | Tubular, Knit Gauze Bandage, Sz 5, Foot/Ankle, 55cm X 25 Metre/Roll (190248), EA | Infusion | Infusion - Misc | 1 | Yes |  | 190248 | FRA PRODUCTION SPA
PS4562 | Tubular, Knit Gauze Bandage, Sz 7, 25 Metre/Roll (190251), EA | Infusion | Infusion - Misc | 1 | Yes |  | 190251 | FRA PRODUCTION SPA
PS4563 | Tubular, Knit Gauze Bandage, Sz 10 Chest, 25 Metre/Roll (190254), EA | Infusion | Infusion - Misc | 1 | Yes |  | 190254 | FRA PRODUCTION SPA
PS4564 | Tubular, Knit Gauze Bandage, Sz 4, Foot/Ankle, 25 Metre/Roll (190247), EA | Infusion | Infusion - Misc | 1 | Yes |  | 190247 | FRA PRODUCTION SPA
PS4565 | Tubular, Knit Gauze Bandage, Sz 6, 25 Metre/Roll (190250), EA | Infusion | Infusion - Misc | 1 | Yes |  | 190250 | FRA PRODUCTION SPA
PS4566 | Tubular, Knit Gauze Bandage, Sz 2, Hand, 25 Metre/Roll (190245), EA | Infusion | Infusion - Misc | 1 | Yes |  | 190245 | FRA PRODUCTION SPA
PS4567 | Tubular, Knit Gauze Bandage, Sz 8, 25 Metre/Roll (190252), EA | Infusion | Infusion - Misc | 1 | Yes |  | 190252 | FRA PRODUCTION SPA
PS4568 | Tubular, Knit Gauze Bandage, Sz 9 Torso, 25 Metre/Roll (190253), EA | Infusion | Infusion - Misc | 1 | Yes |  | 190253 | FRA PRODUCTION SPA
PS4569 | Plastic Porous Transpore Surgical Tape, Hypoallergenic, Clear, 2.5cm X 9.1m roll (1" X 10yd) (1527-1), EA | Dressings | Dressings - Tapes | 1 | Yes |  | 1527-1 | 3M Healthcare Canada Company Ltd
PS4570 | Curad Non Adherent Pad, Sterile, Latex-Free, 3 X 4" (NON25710), EA | Wound_Care | Wound Care - Non Adherent Dressing | 14 | Yes |  | NON25710 | Medline
PS4571 | Telfa Non Adherent Pad, Non-sterile, 20.4 X 25.5cm, (8 X 10") (Z3279), EA | Wound_Care | Wound Care - Non Adherent Dressing | 14 | Yes |  | Z3279 | Cardinal Health Canada
PS4572 | Tegaderm Transparent Film Dressing, Frame Style, 6 X 7cm (2 3/8 X 2.75") (1624W), EA | Wound_Care | Wound Care - Transparent Films | 6 | Yes |  | 1624W | 3M Healthcare Canada Company Ltd
PS4573 | Tegaderm Transparent Film Dressing, Frame Style, 20.32 X 30.48cm (8 X 12") (1629), EA | Wound_Care | Wound Care - Transparent Films | 6 | Yes |  | 1629 | 3M Healthcare Canada Company Ltd
PS4574 | Gauze Sponges, Non Woven, 4 Ply, Non-sterile, 4 x 4" (A2100-CH), 200/bg | Dressings | Dressings - Gauzes | 1 | Yes |  | A2100-CH | AMD-RITMED INC
PS4575 | Gauze Sponge, 8 Ply, Non-sterile, 4 X 4" (D-3005), 200/bg | Dressings | Dressings - Gauzes | 1 | Yes |  | D-3005 | AMD-RITMED INC
PS4576 | Gauze Sponge, 8 Ply, Non-sterile, 2 X 2" (D-3001), 200/bg | Dressings | Dressings - Gauzes | 1 | Yes |  | D-3001 | AMD-RITMED INC
PS4577 | Paper Surgical Tape, 1" X 10yd (A5110), EA | Dressings | Dressings - Tapes | 1 | Yes |  | A5110 | AMD-RITMED INC
PS4578 | Waterproof Transparent Film dressing, Sterile, 15 X 20cm (7238109), EA | Wound_Care | Wound Care - Transparent Films | 1 | Yes |  | 7238109 | Essity Canada Inc
PS4579 | Mefix Self Adhesive Fabric Tape, Secure Fixation, 10cm X 10m (311000), EA | Dressings | Dressings - Tapes | 1 | Yes |  | 311000 | MOLNLYCKE HEALTHCARE
PS4580 | Tegaderm Transparent Film Dressing, with Border, Frame Style, 10.16 X 12cm (4 X 4.75") (1626W), EA | Wound_Care | Wound Care - Transparent Films | 6 | Yes |  | 1626W | 3M Healthcare Canada Company Ltd
PS4581 | Tegaderm Transparent Film Roll, Non-sterile, 4" X 11yd (16004), EA | Wound_Care | Wound Care - Transparent Films | 1 | Yes |  | 16004 | 3M Healthcare Canada Company Ltd
PS4582 | Tegaderm IV Advanced Securement Dressing, Transparent Film, 6.35 X 7cm (2.5 X 2.75") (1683), EA | Infusion | Infusion-Line Care | 6 | Yes |  | 1683 | 3M Healthcare Canada Company Ltd
PS4583 | Compreflex Transition Calf Compression Wrap, 20 - 50MMHG, Tall, Medium, Black (1402-UC-BKT), EA | Venous_Support | Venous Support - Single Layer | 1 | Yes | Wound Care Specialist | 1402-UC-BKT | SIGVARIS
PS4584 | Compreflex Transition Calf Compression Wrap, 20 - 50MMHG, Regular, Medium, Black (1402-UC-BKR), EA | Venous_Support | Venous Support - Single Layer | 1 | Yes | Wound Care Specialist | 1402-UC-BKR | SIGVARIS
PS4585 | Compreflex Transition Calf Compression Wrap, 20 - 50MMHG, Tall, Large, Black (1403-UC-BKT), EA | Venous_Support | Venous Support - Single Layer | 1 | Yes | Wound Care Specialist | 1403-UC-BKT | SIGVARIS
PS4586 | Compreflex Transition Calf Compression Wrap, 20 - 50MMHG, Regular, Large, Black (1403-UC-BKR), EA | Venous_Support | Venous Support - Single Layer | 1 | Yes | Wound Care Specialist | 1403-UC-BKR | SIGVARIS
PS4587 | Compreflex Transition Calf Compression Wrap, 20 - 50MMHG, Regular, Small, Black (1401-UC-BKR), EA | Venous_Support | Venous Support - Single Layer | 1 | Yes | Wound Care Specialist | 1401-UC-BKR | SIGVARIS
PS4588 | Compreboot Standard Compression Boot Wrap, 30-40 MMHG, Regular, Small, Black (1801-BTR), EA | Venous_Support | Venous Support - Misc | 1 | Yes | Wound Care Specialist | 1801-BTR | SIGVARIS
PS4589 | Compreflex Transition Calf Compression Wrap, 20 - 50MMHG, Tall, X-Large, Black (1404-UC-BKT), EA | Venous_Support | Venous Support - Misc | 1 | Yes | Wound Care Specialist | 1404-UC-BKT | SIGVARIS
PS4590 | Compreflex Transition Calf Compression Wrap, 20 - 50MMHG, Tall, Small, Black (1401-UC-BKT), EA | Venous_Support | Venous Support - Misc | 1 | Yes | Wound Care Specialist | 1401-UC-BKT | SIGVARIS
PS4591 | Compreboot Standard Compression Boot Wrap, 30-40 MMHG, Regular, Medium, Black (1803-BTR), EA | Venous_Support | Venous Support - Misc | 1 | Yes | Wound Care Specialist | 1803-BTR | SIGVARIS
PS4592 | Compreflex Transition Calf Compression Wrap, 20 - 50MMHG, Regular, X-Large, Black (1404-UC-BKR), EA | Venous_Support | Venous Support - Misc | 1 | Yes | Wound Care Specialist | 1404-UC-BKR | SIGVARIS
PS4593 | Compreboot Standard Compression Boot Wrap, 30-40 MMHG, Regular, X-Large/2X-Large, Black (1805-BTR), EA | Venous_Support | Venous Support - Misc | 1 | Yes | Wound Care Specialist | 1805-BTR | SIGVARIS
PS4594 | Compreflex Transition Calf Compression Wrap, 20 - 50MMHG, Regular, 2X-Large, Black (1405-UC-BKR), EA | Venous_Support | Venous Support - Misc | 1 | Yes | Wound Care Specialist | 1405-UC-BKR | SIGVARIS
PS4595 | Compreboot Standard Compression Boot Wrap, 30-40 MMHG, Long, Medium/Large, Black (1803-BTL), EA | Venous_Support | Venous Support - Misc | 1 | Yes | Wound Care Specialist | 1803-BTL | SIGVARIS
PS4596 | Compreflex Standard Thigh Compression Wrap, 20-50 MMHG, Regular, Right, X-Large, Black (1404-TCR-R), EA | Venous_Support | Venous Support - Misc | 1 | Yes | Wound Care Specialist | 1404-TCR-R | SIGVARIS
PS4597 | Compreflex Standard Thigh Compression Wrap, 20-50 MMHG, Regular, Right, Medium, Black (1402-TCR-R), EA | Venous_Support | Venous Support - Misc | 1 | Yes | Wound Care Specialist | 1402-TCR-R | SIGVARIS
PS4598 | Compreflex Standard Thigh Compression Wrap, 20-50 MMHG, Regular, Left, X-Large, Black (1404-TCR-L), EA | Venous_Support | Venous Support - Misc | 1 | Yes | Wound Care Specialist | 1404-TCR-L | SIGVARIS
PS4599 | Compreflex Standard Thigh Compression Wrap, 20-50 MMHG, Regular, Left, Medium, Black (1402-TCR-L), EA | Venous_Support | Venous Support - Misc | 1 | Yes | Wound Care Specialist | 1402-TCR-L | SIGVARIS
PS4600 | Compreflex Standard Thigh Compression Wrap, 20-50 MMHG, Tall, Right, Medium, Black (1402-TCT-R), EA | Venous_Support | Venous Support - Misc | 1 | Yes | Wound Care Specialist | 1402-TCT-R | SIGVARIS
PS4601 | Compreflex Standard Thigh Compression Wrap, 20-50 MMHG, Tall, Right, Large, Black (1403-TCT-R), EA | Venous_Support | Venous Support - Misc | 1 | Yes | Wound Care Specialist | 1403-TCT-R | SIGVARIS
PS4602 | Compreflex Standard Thigh Compression Wrap, 20-50 MMHG, Regular, Right, Small, Black (1401-TCR-R), EA | Venous_Support | Venous Support - Misc | 1 | Yes | Wound Care Specialist | 1401-TCR-R | SIGVARIS
PS4603 | Compreflex Standard Thigh Compression Wrap, 20-50 MMHG, Regular, Right, Large, Black (1403-TCR-R), EA | Venous_Support | Venous Support - Misc | 1 | Yes | Wound Care Specialist | 1403-TCR-R | SIGVARIS
PS4604 | Compreflex Standard Thigh Compression Wrap, 20-50 MMHG, Tall, Right, Small, Black (1401-TCT-R), EA | Venous_Support | Venous Support - Misc | 1 | Yes | Wound Care Specialist | 1401-TCT-R | SIGVARIS
PS4605 | Compreknee Standard Knee Compression Wrap, 30-40MMHG, Medium, Black (1102-KP), EA | Venous_Support | Venous Support - Misc | 1 | Yes | Wound Care Specialist | 1102-KP | SIGVARIS
PS4606 | Compreflex Standard Thigh Compression Wrap, 20-50MMHG, Tall, Left, Large, Black (1403-TCT-L), EA | Venous_Support | Venous Support - Misc | 1 | Yes | Wound Care Specialist | 1403-TCT-L | SIGVARIS
PS4607 | Compreflex Standard Thigh Compression Wrap, 20-50MMHG, Tall, Left, Medium, Black (1402-TCT-L), EA | Venous_Support | Venous Support - Misc | 1 | Yes | Wound Care Specialist | 1402-TCT-L | SIGVARIS
PS4608 | Compreboot Standard Compression Boot Wrap, 30-40MMHG, Long, Small, Black (1801-BTL), EA | Venous_Support | Venous Support - Misc | 1 | Yes | Wound Care Specialist | 1801-BTL | SIGVARIS
PS4609 | Compreflex Standard Thigh Compression Wrap, 20-50MMHG, Regular, Left, Large, Black (1403-TCR-L), EA | Venous_Support | Venous Support - Misc | 1 | Yes | Wound Care Specialist | 1403-TCR-L | SIGVARIS
PS4610 | Compreknee Standard Knee Compression Wrap, 30-40MMHG, Large/X-Large, Black (1103-KP), EA | Venous_Support | Venous Support - Misc | 1 | Yes | Wound Care Specialist | 1103-KP | SIGVARIS
PS4611 | Compreknee Standard Knee Compression Wrap, 30-40MMHG, Small, Black (1101-KP), EA | Venous_Support | Venous Support - Misc | 1 | Yes | Wound Care Specialist | 1101-KP | SIGVARIS
PS4612 | Compreflex Transition Calf Compression Wrap, 20 - 50MMHG, Tall, 2X-Large, Black (1405-UC-BKT), EA | Venous_Support | Venous Support - Misc | 1 | Yes | Wound Care Specialist | 1405-UC-BKT | SIGVARIS
PS4613 | Compreflex Standard Thigh Compression Wrap, 20-50MMHG, Regular, Left, Small, Black (1401-TCR-L), EA | Venous_Support | Venous Support - Misc | 1 | Yes | Wound Care Specialist | 1401-TCR-L | SIGVARIS
PS4614 | Compreflex Standard Thigh Compression Wrap, 20-50MMHG, Tall, Right, X-Large, Black (1404-TCT-R), EA | Venous_Support | Venous Support - Misc | 1 | Yes | Wound Care Specialist | 1404-TCT-R | SIGVARIS
PS4615 | Compreflex Standard Thigh Compression Wrap, 20-50MMHG, Tall, Left, X-Large, Black (1404-TCT-L), EA | Venous_Support | Venous Support - Misc | 1 | Yes | Wound Care Specialist | 1404-TCT-L | SIGVARIS
PS4616 | Compreflex Standard Thigh Compression Wrap, 20-50MMHG, Tall, Left, Small, Black (1401-TCT-L), EA | Venous_Support | Venous Support - Misc | 1 | Yes | Wound Care Specialist | 1401-TCT-L | SIGVARIS
PS4617 | Compreflex Strap Extenders, 10cm (1401-SE1), EA | Venous_Support | Venous Support - Misc | 3 | Yes | Wound Care Specialist | 1401-SE1 | SIGVARIS
PS4618 | Total Contact Cast System, Offloader Kit (7800901), EA | Equipment | Equipment - Treatment Modalities | 2 | Yes | Wound Care Specialist | 7800901
PS4619 | Electrotherapy Skin Cream, 120gr tube (TCT 004), EA | Equipment | Equipment - Treatment Modalities | 3 | Yes | Wound Care Specialist | TCT 004 | PRIZM MEDICAL
PS4620 | Neurostimulation Foam Electrode, Conductive Border, Rectangle, 5.08 X 10.16cm, 4/pkg (VTXF50100), EA | Equipment | Equipment - Treatment Modalities | 1 | Yes | Wound Care Specialist | VTXF50100 | AXELGAARD MANUFACTURING CO LTD
PS4621 | Neurostimulation Foam Electrode, Conductive Border, Square, 5.08 X 5.08cm, 4/pkg (VTX2020), EA | Equipment | Equipment - Treatment Modalities | 1 | Yes | Wound Care Specialist | VTX2020 | AXELGAARD MANUFACTURING CO LTD
PS4622 | Neurostimulation Electrode Cloth, Rectangle, 10.16 X 17.78cm (CF1020), EA | Equipment | Equipment - Treatment Modalities | 1 | Yes | Wound Care Specialist | CF1020 | AXELGAARD MANUFACTURING CO LTD
PS4623 | Silverlon Antimicrobial Wound Packing Strip, Silver, 2.5cm X 30.4cm (WPS-112), EA | Wound_Care | Wound Care - Antimicrobials / Silver | 6 | Yes | Wound Care Specialist | WPS-112 | ARGENTUM MEDICAL INC
PS4624 | Silverlon Antimicrobial Wound Contact Layer Dressing, Silver, Non Adherent, Sterile, 10.1 X 12.7cm (WCD-44), EA | Wound_Care | Wound Care - Antimicrobials / Silver | 6 | Yes | Wound Care Specialist | WCD-44 | ARGENTUM MEDICAL INC
PS4625 | Silverlon Antimicrobial Wound Contact Layer Dressing, Silver, Non Adherent, Sterile, 5 X 5cm (WCD-22), EA | Wound_Care | Wound Care - Antimicrobials / Silver | 6 | Yes | Wound Care Specialist | WCD-22 | ARGENTUM MEDICAL INC
PS4626 | Conductive Fabric Sock, Woven Thread, Silver, Reusable, Large, Up to Mens Sz 12.5, Women Sz 13.5 (GAR123), EA | Wound_Care | Wound Care - Antimicrobials / Silver | 1 | Yes | Wound Care Specialist | GAR123 | CANADIAN MEDICAL PRODUCTS INC
PS4627 | Conductive Fabric Sock, Woven Thread, Silver, Reusable, Large, Up to Mens Sz 11, Women Sz 12 (GAR122), EA | Wound_Care | Wound Care - Antimicrobials / Silver | 1 | Yes | Wound Care Specialist | GAR122 | CANADIAN MEDICAL PRODUCTS INC
PS4628 | Conductive Fabric Sock, Woven Thread, Silver, Reusable, Large, Up to Mens Sz 8, Women Sz 9 (GAR121), EA | Wound_Care | Wound Care - Antimicrobials / Silver | 1 | Yes | Wound Care Specialist | GAR121 | CANADIAN MEDICAL PRODUCTS INC
PS4629 | Portable, Single Channel, Direct Current Stimulator, Micro-A II (MZ2KIT2), EA | Equipment | Equipment - Treatment Modalities | 1 | Yes | Wound Care Specialist | MZ2KIT2 | CANADIAN MEDICAL PRODUCTS INC
PS4630 | Darco, All Purpose Boot, Closed Toe, Large, Women Sz 9.5 - 11, Men Sz 8.5 - 10 (APQ3B), EA | Equipment | Equipment - Treatment Modalities | 1 | Yes | Wound Care Specialist | APQ3B | DARCO INTERNATIONAL
PS4631 | Darco, All Purpose Boot, Closed Toe, X-Large, Women 11.5 - 13, Men Sz 10.5 - 12.5 (APQ4B), EA | Equipment | Equipment - Treatment Modalities | 1 | Yes | Wound Care Specialist | APQ4B | DARCO INTERNATIONAL
PS4632 | Darco, All Purpose Boot, Closed Toe, Small, Women Sz 6 - 7.5, Men Sz 5 - 6.5 (APQ1B), EA | Equipment | Equipment - Treatment Modalities | 1 | Yes | Wound Care Specialist | APQ1B | DARCO INTERNATIONAL
PS4633 | Darco, All Purpose Boot, Closed Toe, Medium, Women Sz 8 - 9, Men Sz 7 - 8 (APQ2B), EA | Equipment | Equipment - Treatment Modalities | 1 | Yes | Wound Care Specialist | APQ2B | DARCO INTERNATIONAL
PS4634 | Darco PegAssist Offloading Insole, Large, Women Sz 9.5 - 11, Men Sz 8.5 - 10 (PQ3), EA | Equipment | Equipment - Treatment Modalities | 1 | Yes | Wound Care Specialist | PQ3 | DARCO INTERNATIONAL
PS4635 | Darco PegAssist Offloading Insole, Medium, Women Sz 8 - 9, Men Sz 7 - 8 (PQ2), EA | Equipment | Equipment - Treatment Modalities | 1 | Yes | Wound Care Specialist | PQ2 | DARCO INTERNATIONAL
PS4636 | Darco PegAssist Offloading Insole, X-Large, Women Sz 11.5 - 13, Men Sz 10.5 - 12.5 (PQ4), EA | Equipment | Equipment - Treatment Modalities | 1 | Yes | Wound Care Specialist | PQ4 | DARCO INTERNATIONAL
PS4637 | Darco PegAssist Offloading Insole, Small, Women Sz 6 - 7.5, Men Sz 5 - 6.5 (PQ1), EA | Equipment | Equipment - Treatment Modalities | 1 | Yes | Wound Care Specialist | PQ1 | DARCO INTERNATIONAL
PS4638 | Darco All Purpose Boot, Closed Toe, X-Small, Women Sz 3 - 5.5 (APQ0B), EA | Equipment | Equipment - Treatment Modalities | 1 | Yes | Wound Care Specialist | APQ0B | DARCO INTERNATIONAL
PS4639 | Darco PegAssist Offloading Insole, X-Small, Women Sz 3 - 5.5 (PQ0), EA | Equipment | Equipment - Treatment Modalities | 1 | Yes | Wound Care Specialist | PQ0 | DARCO INTERNATIONAL
PS4640 | Removable Offloading Diabetic Brace Walker, Velcro, Large (TO-DIA001L), EA | Equipment | Equipment - Treatment Modalities | 1 | Yes | Wound Care Specialist | TO-DIA001L
PS4641 | Removable Offloading Diabetic Brace Walker, Velcro, Medium (TO-DIA001M), EA | Equipment | Equipment - Treatment Modalities | 1 | Yes | Wound Care Specialist | TO-DIA001M
PS4642 | Removable Offloading Diabetic Brace Walker, Velcro, X-Large (TO-DIA001XL), EA | Equipment | Equipment - Treatment Modalities | 1 | Yes | Wound Care Specialist | TO-DIA001XL
PS4643 | Removable Offloading Diabetic Brace Walker, Velcro, Small (TO-DIA001S), EA | Equipment | Equipment - Treatment Modalities | 1 | Yes | Wound Care Specialist | TO-DIA001S
PS4644 | Removable Open Heel Diabetic Brace Walker, Velcro, Large (TO-CLH001L), EA | Equipment | Equipment - Treatment Modalities | 1 | Yes | Wound Care Specialist | TO-CLH001L
PS4645 | Removable Open Heel Diabetic Brace Walker, Velcro, Medium (TO-CLH001M), EA | Equipment | Equipment - Treatment Modalities | 1 | Yes | Wound Care Specialist | TO-CLH001M
PS4646 | Removable Open Heel Diabetic Brace Walker, Velcro, Small (TO-CLH001S), EA | Equipment | Equipment - Treatment Modalities | 1 | Yes | Wound Care Specialist | TO-CLH001S
PS4647 | Removable Open Heel Diabetic Brace Walker, Velcro, X-Large (TO-CLH001XL), EA | Equipment | Equipment - Treatment Modalities | 1 | Yes | Wound Care Specialist | TO-CLH001XL
PS4648 | Cavilon Advanced Skin Protectant Applicator, Waterproof, Unscented, 2.7ml (5050), EA | Skin_Prep_and_Care | Skin Prep & Care - Barrier / Adhesive | 4 | Yes |  | 5050 | 3M Healthcare Canada Company Ltd
PS4649 | TENA ProSkin Stretch Super Brief, 2XL -163-178 cm (64-70”) (67904), 32/Pkg | Continence_Management | Continence Management - Briefs | 2 | Yes | Palliative Only | 67904 | Essity Canada Inc
PS4650 | AutoShield Duo Safety Pen Needle, 30G X 5mm (BD329505), 100/BX | Needles_Syringes | Needles / Syringes - Misc | 1 | Yes |  | BD329505 | Embecta
PS4651 | Microtainer Contact-Activated Lancet, 30G X 1.5mm (BD366592), 200/BX | Needles_Syringes | Needles / Syringes - Needles Only | 1 | Yes |  | BD366592 | Embecta
PS4652 | Coloplast, Fistula and Wound Management System, Mini, 10.4 X 15.9cm (14050), 6/Box | Ostomy_Supplies | Ostomy Supplies - Coloplast | 1 | Yes |  | 14050 | Coloplast Canada Corporation
PS4653 | Coloplast, Fistula and Wound Management System, Midi, 15.6 X 22.8cm (14060), 3/Box | Ostomy_Supplies | Ostomy Supplies - Coloplast | 1 | Yes |  | 14060 | Coloplast Canada Corporation
PS4654 | Condom Catheter, External, Male, 25mm, Optima, (22025), EA | Urinary | Urinary - Condom Cath | 14 | Yes |  | COL22025 | Coloplast Canada Corporation
PS4655 | Condom Catheter, External, Male, 28mm, Optima, (22028), EA | Urinary | Urinary - Condom Cath | 14 | Yes |  | COL22028 | Coloplast Canada Corporation
PS4656 | Condom Catheter, External, Male, 30mm, Optima, (22030), EA | Urinary | Urinary - Condom Cath | 14 | Yes |  | COL22030 | Coloplast Canada Corporation
PS4657 | Condom Catheter, External, Male, 35mm, Optima, (22035), EA | Urinary | Urinary - Condom Cath | 14 | Yes |  | COL22035 | Coloplast Canada Corporation
PS4658 | Condom Catheter, External, Male, 40mm, Optima, (22040), EA | Urinary | Urinary - Condom Cath | 14 | Yes |  | COL22040 | Coloplast Canada Corporation
PS4659 | Condom Catheter, External, Male, 21mm, Optima, (22121), EA | Urinary | Urinary - Condom Cath | 14 | Yes |  | COL22121 | Coloplast Canada Corporation
PS4660 | Rectal Tube, 18FR, 20", (Z155730), EA | Continence_Management | Continence Management - Misc | 1 | Yes |  | Z155730 | Cardinal Health Canada
PS4661 | Rectal Tube, 24FR, 20", (Z155731), EA | Continence_Management | Continence Management - Misc | 1 | Yes |  | Z155731 | Cardinal Health Canada
PS4662 | Nephrostomy Connector Stopcock, (CHS10-1210) EA | Urinary | Urinary - Bags & Tubing | 2 | Yes |  | CHS10-1210 | CANADIAN HOSPITAL SPECIALTIES
PS4663 | Gloves, Non Sterile, Vinyl, Small, (8886DOTP), 150/box | Other | Other - Preventative Protection (Client) | 1 | Yes | Patient/Family use only | 8886DOTP | Cardinal Health Canada
PS4664 | Gloves, Non Sterile, Vinyl, Medium, (8887DOTP), 150/box | Other | Other - Preventative Protection (Client) | 1 | Yes | Patient/Family use only | 8887DOTP | Cardinal Health Canada
PS4665 | Gloves, Non Sterile, Vinyl, Large, (8888DOTP), 150/box | Other | Other - Preventative Protection (Client) | 1 | Yes | Patient/Family use only | 8888DOTP | Cardinal Health Canada
PS4666 | Mepitel One, 17 x 25cm, (289700) EA | Wound_Care | Wound Care - Non Adherent Dressing | 28 | Yes |  | 289700 | MOLNLYCKE HEALTHCARE
PS4667 | Mepilex Heel 13 x 20cm, (288100) EA | Wound_Care | Wound Care - Heel | 28 | Yes |  | 288100 | MOLNLYCKE HEALTHCARE
PS4668 | Mepilex Lite, 20 x 50cm, (284500) EA | Wound_Care | Wound Care - Absorbent Foam | 6 | Yes |  | 284500 | MOLNLYCKE HEALTHCARE
PS4669 | Mepilex Transfer, 15 x 20cm, (294800), EA | Wound_Care | Wound Care - Absorbent Foam | 6 | Yes |  | 294800 | MOLNLYCKE HEALTHCARE
PS4670 | Mepilex Border Flex Lite, 10 x 10cm, (581300) EA | Wound_Care | Wound Care - Absorbent Foam | 6 | Yes |  | 581300 | MOLNLYCKE HEALTHCARE
PS4671 | Mepilex Border Flex Lite, 15 x 15cm, (581500) EA | Wound_Care | Wound Care - Absorbent Foam | 6 | Yes |  | 581500 | MOLNLYCKE HEALTHCARE
PS4672 | Mepilex Border Flex Lite, 4 x 5cm, (581011) EA | Wound_Care | Wound Care - Absorbent Foam | 6 | Yes |  | 581011 | MOLNLYCKE HEALTHCARE
PS4673 | Mepilex border AG, 15cm x 15cm, (395490) EA | Wound_Care | Wound Care - Antimicrobials / Silver | 28 | Yes |  | 395490 | MOLNLYCKE HEALTHCARE
PS4674 | Mepilex border AG, 10cm x 10cm, (395390) EA | Wound_Care | Wound Care - Antimicrobials / Silver | 28 | Yes |  | 395390 | MOLNLYCKE HEALTHCARE
PS4675 | Vaseline Strip Gauze, 15.2 x 91.4cm, (Z8884416600) EA | Wound_Care | Wound Care - Non Adherent Dressing | 28 | Yes |  | Z8884416600 | Cardinal Health Canada
PS4676 | Urgotul Contact Layer, 15 x 20cm, (506489) EA | Wound_Care | Wound Care - Matrix | 28 | Yes |  | 506489 | Urgo Medical Canada
PS4677 | Telfa, Non Adherent, Sterile, 7.5cm x 10cm, (Z1050) EA | Wound_Care | Wound Care - Non Adherent Dressing | 28 | Yes |  | Z1050 | Cardinal Health Canada
PS4678 | Tape, Kind Removal, Silicone, 2" x 5.5yd, (3M2770-2) EA | Dressings | Dressings - Tapes | 1 | Yes |  | 3M2770-2 | 3M Healthcare Canada Company Ltd
PS4679 | Mepilex Transfer, 20 x 50cm, (294502) EA | Wound_Care | Wound Care - Absorbent Foam | 6 | Yes |  | 294502 | MOLNLYCKE HEALTHCARE
PS4680 | Mepilex Border Flex, 15 x 15cm, (595411) EA | Wound_Care | Wound Care - Absorbent Foam | 6 | Yes |  | 595411 | MOLNLYCKE HEALTHCARE
PS4682 | TENA ProSkin Stretch Super Brief, 3XL -175-244 cm (69-96”) (61391), 8/Pkg | Continence_Management | Continence Management - Briefs | 7 | Yes | Palliative Only | 61391 | Essity Canada Inc
PS4683 | Sharps Container, Bio Waste, 70 L, (305666), Clinic Only, EA | Needles_Syringes | Needles / Syringes - Misc | 1 | Yes |  | 305666 | BD
PS4684 | Catheter, Indwelling, Insuflon, 24G X 1.9cm (0.75"), (98-000-2612) EA | Infusion | Infusion - IV | 2 | Yes |  | 98-000-2612 | AUTO CONTROL MEDICAL INC
PS4685 | Emla Patch, 1g, (900363) 2/Box | Skin_Prep_and_Care | Skin Prep & Care - Misc | 7 | Yes |  | 900363 | CPDN
PS4686 | Heparin Vial 100 units/mL, 10ml (012233), EA | Solutions | Solutions - Misc | 28 | Yes |  | 12233 | LEO Pharma Inc.
PS4687 | Heparin Vial, 1,000u/ml - 10ml, (C504015) EA | Solutions | Solutions - Misc | 28 | No |  | C504015 | FRESENIUS KABI
PS4688 | Heparin Vial, 10,0000u/ml - 5ml, (C504214) EA | Solutions | Solutions - Misc | 28 | No |  | C504214 | FRESENIUS KABI
PS4689 | SoluPrep Wipe, 2% Chlorhexidine Gluconate and 70% Isopropyl Alcohol (101.06), EA | Skin_Prep_and_Care | Skin Prep & Care - Swab Pads | 28 | Yes |  | 101.06 | 3M Healthcare Canada Company Ltd
PS4690 | Suture Wound Closure Steri-Strips - 1/4" x 4", (R1546) 10/Pkg | Dressings | Dressings - Misc | 2 | Yes |  | R1546 | 3M Healthcare Canada Company Ltd
PS4691 | Suture Wound Closure Steri-Strips - 1/2" x 4", (R1547) 6/Pkg | Dressings | Dressings - Misc | 2 | Yes |  | R1547 | 3M Healthcare Canada Company Ltd
PS4692 | Extension Set Caresite Rate Flow Regulator with Luer Access, (375256) EA | Infusion | Infusion - IV | 14 | Yes |  | 375256 | B.BRAUN OF CANADA LTD.
PS4693 | SurePrep Rapid-Dry No-Sting Barrier Spray, 28mL, (MSC1528) Btl | Skin_Prep_and_Care | Skin Prep & Care - Sprays | 1 | Yes |  | MSC1528 | Medline
PS4723 | Hollister, Pouchkins Two Piece Barrier, 44mm, Flat, Cut to Fit, Up to 32mm, GR (3761), 5/Box | Ostomy_Supplies | Ostomy Supplies - Hollister | 2 | Yes | Max combined for all Flanges | 3761 | HOLLISTER LIMITED
PS4742 | ConvaTec Ostomy Appliance Belt, Adjustable up to 42 Inches (107cm) (175507), EA | Ostomy_Supplies | Ostomy Supplies - Convatec | 2 | Yes |  | 175507 | CONVATEC
PS4743 | Coloplast, Brava Protective Sheet, 10 X 10cm (3210), EA | Ostomy_Supplies | Ostomy Supplies - Coloplast | 10 | Yes |  | 3210 | Coloplast Canada Corporation
PS4800 | Dressing Intrasite Conformable Hydrogel 10cm x 20cm, (6000325) EA | Wound_Care | Wound Care - Gels | 28 | Yes |  | 66000325 | Smith & Nephew Inc.
PS4850 | Safety Huber Needle Set, without Y Injection Site, 22G X 0.5" (CLH0035), EA | Needles_Syringes | Needles / Syringes - Needles Only | 20 | Yes |  | 51029 | Bard Canada Inc
PS4851 | Tegaderm, CVAD, PICC IV Securement Dressing, CHG Antimicrobial Gel Patch, 8.5cm X 11.5cm, (1657R), EA | Dressings | Dressings - Securement | 4 | Yes |  | 1657R | 3M Healthcare Canada Company Ltd
PS4852 | Mepilex Border Flex, 7.5cm x 7.5cm, (595211-01) EA | Wound_Care | Wound Care - Absorbent Foam | 6 | Yes |  | 595211-01 | MOLNLYCKE HEALTHCARE
PS4853 | Mepilex Border Flex, 10cm x 10cm, (595311) EA | Wound_Care | Wound Care - Absorbent Foam | 6 | Yes |  | 595311 | MOLNLYCKE HEALTHCARE
PS4854 | Syringe, Insulin, Luer Lock, 1ml, (Z1188100777) EA | Needles_Syringes | Needles / Syringes - Syringes Only | 20 | Yes |  | Z1188100777 | Cardinal Health Canada
PS4855 | Syringe, Insulin, Safety, 0.5ml, 30 units, 30G x 5/16”, (Z8881893030), EA | Needles_Syringes | Needles / Syringes - Syringes Only | 20 | Yes |  | 8887893030 | Cardinal Health Canada
PS4856 | Syringe, Luer Lock Slip Tip, 50ml, (BD309654) EA | Needles_Syringes | Needles / Syringes - Syringes Only | 20 | Yes |  | BD309654 | BD
PS4857 | Brava Elastic Barrier Strips, Size XL, (12076), 20/Box | Skin_Prep_and_Care | Skin Prep & Care - Barrier / Adhesive | 1 | Yes |  | 12076 | Coloplast Canada Corporation
PS4858 | Swabstick, LORIS 10% Providone-Iodine, Latex-Free, 120mm, (LP109-05), EA | Skin_Prep_and_Care | Skin Prep & Care - Swab Sticks | 6 | Yes |  | LP109-05 | LERNAPHARM
PS4859 | Acticoat Flex 3, Antimicrobial Barrier Dressing, Silver, 10cm x 10cm, (66800399) EA | Wound_Care | Wound Care - Antimicrobials / Silver | 14 | Yes |  | 66800399 | Smith & Nephew Inc.
PS4860 | Tegaderm Silicone Foam Dressing Sacral, 15cm x 17cm, (90647), EA | Wound_Care | Wound Care - Sacral | 6 | Yes |  | 90647 | 3M Healthcare Canada Company Ltd
PS4861 | Mextra Super Absorbant Dressing, 10cm x 15cm, (610100) EA | Wound_Care | Wound Care - Exudate Absorbers | 14 | Yes |  | 610100 | MOLNLYCKE HEALTHCARE
PS4862 | Mextra Super Absorbant Dressing, 15cm x 20cm, (610300) EA | Wound_Care | Wound Care - Exudate Absorbers | 14 | Yes |  | 610300 | MOLNLYCKE HEALTHCARE
PS4863 | Mextra Super Absorbant Dressing, 20cm x 30cm, (610500) EA | Wound_Care | Wound Care - Exudate Absorbers | 14 | Yes |  | 610500 | MOLNLYCKE HEALTHCARE
PS4864 | Jelonet, Non Adherent Sterile Impregnated Gauze, 10cm x 10cm, (SN7404N), EA | Wound_Care | Wound Care - Impregnated Dressings & Ointments | 14 | Yes |  | 7404 | Smith & Nephew Inc.
PS4865 | Tegaderm CHG Chlorhexidine Gluconate IV Securement Dressing, Sterile, 6cm x 7cm, (3M1660R) EA | Infusion | Infusion - Line Care | 6 | Yes |  | 3M1660R | 3M Healthcare Canada Company Ltd
PS4866 | Tegaderm CHG Chlorhexidine Gluconate IV Securement Dressing, Sterile, 10cm x 12cm, (3M1659R) EA | Infusion | Infusion - Line Care | 6 | Yes |  | 3M1659R | 3M Healthcare Canada Company Ltd
PS4867 | Cavilon Barrier Film, No Sting, Pump Spray Bottle, 28ml, (3346E) EA | Skin_Prep_and_Care | Skin Prep & Care - Sprays | 1 | Yes |  | 3346E | 3M Healthcare Canada Company Ltd
PS4868 | UrgoClean Ag, Silver Dressing, 4" x 4" Rectangle, Sterile, (552155), EA | Wound_Care | Wound Care - Antimicrobials / Silver | 14 | Yes |  | 552155 | Urgo Medical Canada
PS4869 | Foley Catheter, Silicone Coated, 2 Way, 16Fr, 30cc, (403716) EA | Urinary | Urinary - In-Dwelling Cath | 2 | Yes | Max 2 across all Foley | 403716 | Cardinal Health Canada
PS4870 | Mextra Super Absorbant Wound Dressing, 22.5cm x 27.5cm, (610400) EA | Wound_Care | Wound Care - Exudate Absorbers | 14 | Yes |  | 610400 | MOLNLYCKE HEALTHCARE
PS4871 | Mextra Super Absorbant Dressing, 22.5cm x 42.5cm, (610600) EA | Wound_Care | Wound Care - Exudate Absorbers | 14 | Yes |  | 610600 | MOLNLYCKE HEALTHCARE
PS4872 | Tubifast Dressing Retention, Tubular, GRN, 5cm x 10m, (2436) 1/Box | Dressings | Dressings - Tubular | 2 | Yes |  | 2436 | MOLNLYCKE HEALTHCARE
PS4873 | Tubifast Dressing Retention, Tubular, BLU, 7.5cm x 10m, (2438) 1/Box | Dressings | Dressings - Tubular | 2 | Yes |  | 2438 | MOLNLYCKE HEALTHCARE
PS4874 | Tubifast Dressing Retention, Tubular, YLW, 10.75cm x 10m, (2440) 1/Box | Dressings | Dressings - Tubular | 2 | Yes |  | 2440 | MOLNLYCKE HEALTHCARE
PS4875 | PolyMem, Non-Adhesive Dressing, 10cm x 10cm, (PLM5044), EA | Wound_Care | Wound Care - Non Adherent Dressing | 6 | Yes |  | PLM5044 | RFP CONSULTING
PS4876 | PolyMem, Non-Adhesive Dressing, Silver, 10cm x 10cm, (PLM1045), EA | Wound_Care | Wound Care - Non Adherent Dressing | 6 | Yes |  | PLM1045 | RFP CONSULTING
PS4877 | Kind Removal Tape, Silicone Adhesive, Blue, 1" x 1.5yd, (3M2770S-1), EA | Dressings | Dressings - Tapes | 1 | Yes |  | 3M2770S-1 | 3M Healthcare Canada Company Ltd
PS4879 | Cast Walking Heel DBL SQ, Adult, (BSN4183130), EA | Equipment | Equipment - Treatment Modalities | 1 | Yes |  | BSN4183130 | BSN MEDICAL INC.
PS4880 | Tenchoff Catheter, Standard, Universal, 47cm, (8810888012), EA | Urinary | Urinary - Misc | 2 | Yes |  | 8810888012 | Medtronic of Canada Ltd.
PS4881 | Esenta Sting Free Adhesive Remover Spray, 50ml btl (423289) EA | Skin_Prep_and_Care | Skin Prep & Care - Sprays | 1 | Yes |  | 423289 | Esenta
PS4882 | Shiley Cuffless, Extended Length, Disposable tracheostomy tube (adult) (TY60XLTUP) 6mm, EA | Respiratory_Supplies | Respiratory Supplies - Tracheotomy | 1 | Yes |  | TY60XLTUP | Medtronic of Canada Ltd.
PS4883 | VISCOPASTE™ PB7 Zinc Paste Bandage (4948) , EA | Venous_Support | Venous Support - Pastes | 6 | Yes |  | SN4948 | Smith & Nephew Inc.
PS4884 | Rapid Antigent Test Kit, (WCDA0350422S5), 5/bx | Other | Other - Misc | 1 | Yes |  | WCDA0350422S5 | BD
PS4885 | Mepilex Border AG, 7.5 x 7.5cm, (395290), EA | Wound_Care | Wound Care - Antimicrobials / Silver | 28 | Yes |  | 395290 | MOLNLYCKE HEALTHCARE
PS4886 | Mepilex Border AG, 15 x 20cm, (395690), EA | Wound_Care | Wound Care - Antimicrobials / Silver | 28 | Yes |  | 395690 | MOLNLYCKE HEALTHCARE
PS4887 | Drawtex, Hydroconductive Wound Dressing, With Fiber, Sterile, 10cm X 10cm (302), EA | Wound_Care | Wound Care - Exudate Absorbers | 6 | Yes | Wound Care Specialist - 7 Total of All Sizes Per Wound | 302 | Urgo Medical Canada
PS4889 | Swab, Culture & Specimen (CA66410-105L), EA | Other | Other - Misc | 1 | Yes |  | CA66410-105L | VWR INTERNATIONAL C
PS4892 | Tape, Medipore Soft Cloth, 5cm X 9.14M (2862), EA | Dressings | Dressings - Tapes | 2 | Yes |  | 2862 | 3M Healthcare Canada Company Ltd
PS4893 | Surgical Mask, Level 2 (205517), 50/Box | Other | Other - Protective Wear (Nurse) | 1 | Yes |  | 205517 | AMD-RITMED INC
PS4895 | Syringe, Luer Lock Slip Tip, 20ml (302831), EA | Needles_Syringes | Needles / Syringes - Syringes Only | 20 | Yes |  | 302831 | BD
PS4896 | Syringe, Luer Lock Slip Tip, 30ml (302833), EA | Needles_Syringes | Needles / Syringes - Syringes Only | 20 | Yes |  | 302833 | BD
PS4897 | Gloves, Surgical, Stretch Nitrile, Powderfree, Sterile, XL, Pair (MDS198417), EA | Other | Other - Protective Wear (Nurse) | 6 | Yes |  | MDS198417 | Medline
PS4898 | Monoflo, Night Drainage Bag, Anti-Reflux 2000ml (AS332), EA | Urinary | Urinary - Bags & Tubing | 2 | Yes |  | AS332 | Amsino
PS4899 | Catheter, Urinary, Intermittent, Female, with DEHT, 10FR (501020), EA | Urinary | Urinary - Intermittent Cath | 14 | Yes | Max is 14 across all Foley Sizes | 501020 | CONVATEC
PS4900 | Hydrofera Blue Ostomy Dressing, Antibacterial, Gentian Violet Methylene Blue PVA foam, Sterile, 6.4cm (HBRF2650), EA | Wound_Care | Wound Care - Antimicrobials | 6 | Yes | 6 total of all sizes per wound | HBRF2650 | Hydrofera Blue
PS4903 | Needle, Hypodermic Safety, 25G x 1.5" (SN2515), EA | Needles_Syringes | Needles / Syringes - Needles Only | 20 | Yes |  | SN2515 | SOL-MILLENIUM
PS4904 | Angiocath, 14G x 1.88" (BD) (381167), EA | Infusion | Infusion - Misc | 14 | Yes |  | 381167 | Becton Dickinson
PS4905 | Drainage Bag, 4L (M08101), EA | Other | Other - Misc | 2 | Yes |  | M08101 | CANADIAN HOSPITAL SPECIALTIES
PS4906 | Solution, 0.9% Sodium Chloride, Pre-filled Syringe, Preservative-free, 3ml (306590), EA | Solutions | Solutions - Sodium Chloride | 20 | Yes |  | 306590 | Becton Dickinson
PS4907 | Drape, Non Fenestrated, Sterile, 46 x 66cm (MC50010), EA | Wound_Care | Wound Care - Misc | 6 | Yes |  | MC50010 | DYNAREX CORP.
PS4908 | Gown, Disposable, Isolation (A1100PG), EA | Other | Other - Protective Wear (Nurse) | 14 | Yes |  | A1100PG | Cardinal Health Canada
PS4909 | Catheter, Foley, 2-way, Silicone-Coated 18FR, 30ml (DYND117780), EA | Urinary | Urinary - In-Dwelling Cath | 2 | Yes | Max is 2 across all Foley Sizes | DYND117780 | Medline
PS4910 | Mask, Dust/Mist Respirator (CMQM4W), EA | Other | Other - Protective Wear (Nurse) | 14 | Yes |  | CMQM4W | CANADA MASQ CORPORATION
PS4913 | Easifix Cohesive, Self-Adhesive Fixation Bandage, 5cm, 4m roll (7142910), EA | Wound_Care | Wound Care - Bandage Wraps | 6 | Yes | 6 total of all sizes per wound | 7142910 | Essity Canada Inc
PS4915 | Antimicrobial Silver Mesh, Acticoat Flex 7, 4" x 5"/ 10 x 12.5cm (SN66800397), 5/bx | Wound_Care | Wound Care - Antimicrobials / Silver | 3 | Yes |  | SN66800397 | Smith & Nephew Inc.
PS4916 | Telfa, Non Adherent, Sterile, Clear, 12cm x 24cm, (Z1114) EA | Wound_Care | Wound Care - Non Adherent Dressing | 28 | Yes |  | Z1114 | Cardinal Health Canada
PS4918 | Mepore, 9 X 15cm (671000-1), EA | Wound_Care | Wound Care - Misc | 14 | Yes |  | 671000-1 | MOLNLYCKE HEALTHCARE
PS4919 | Knee Rest, For casting (BSN7309300), EA | Other | Other - Misc | 1 | No | clinic only | BSN7309300 | Essity Canada Inc
PS4920 | Scissors, Fiskar (611618510159), EA | Other | Other - Misc | 1 | No | clinic only | 611618510159 | Essity Canada Inc
PS4925 | Cavilon™ Durable Barrier Cream 92G (3392C), EA | Skin_Prep_and_Care | Skin Prep & Care - Creams | 1 | Yes |  | 3392C | 3M Healthcare Canada Company Ltd
PS4926 | Face Shield, 9" (F1SHIELD50), EA | Other | Other - Protective Wear (Nurse) | 1 | Yes |  | F1SHIELD50 | Cardinal Health Canada
PS4927 | Container, Specimen, Sterile, 90 mL (NCS902-1W), EA | Other | Other - Misc | 2 | Yes |  | NCS902-1W | STARPLEX SCIENTIFIC
PS4928 | Nitrile Powder-Free Gloves, Sterile, Medium, Pr (88SNP03M), EA | Other | Other - Misc | 1 | Yes |  | 88SNP03M | Cardinal Health Canada
PS4929 | Drg Lidocaine 2% ,2 mL amp (AST) (126AD01), EA | Infusion | Infusion - Misc | 1 | Yes |  | 126AD01 | HIKMA
PS4930 | Basic Wound Kit | Wound_Care | Wound Care - Misc | 1 | Yes
PS4931 | Packing Kit | Wound_Care | Wound Care - Misc | 1 | Yes
PS4932 | Indwelling Catheter Kit | Urinary | Urinary - In-Dwelling Cath | 1 | Yes
PS4933 | JP Drain | Wound_Care | Wound Care - Misc | 1 | Yes
PS4934 | Paracentesis Kit | Other | Other - Misc | 1 | Yes
PS4935 | Oral Swab, Untreated, Individually Wrapped, EA | Other | Other - Misc | 28 | Yes | Palliative Only | MDS096202 | Medline
PS4936 | Atrac-Tain® Cream With Urea and Alpha Hydroxy Acid 60ml (038-1802), EA | Skin_Prep_and_Care | Skin Prep & Care - Creams | 1 | Yes |  | 038-1802 | Medline
PS4937 | Stomahesive® Protective Powder, 3g (25510), EA | Ostomy_Supplies | Ostomy Supplies - Misc | 6 | Yes |  | 25510 | CONVATEC
PS4938 | Sharps Container, Vertical Entry, 3 Litre, Yellow (300450), EA | Needles_Syringes | Needles / Syringes - Misc | 2 | Yes |  | 300450 | BD
PS4939 | Gloves, Non Sterile, Non Powdered, Vinyl, X-Large (DC3040), 100/bx | Other | Other - Preventative Protection (Client) | 1 | Yes |  | DC3040 | VIEDERA ENTERPRISES INC.
PS4940 | TENA ProSkin Stretch Super Brief, Small, 55 - 91 cm (22-36”) (66100), 12/Bag | Continence_Management | Continence Management - Briefs | 3 | Yes | palliative only | 66100 | Essity Canada Inc
PS4942 | ESENTA™ Sting Free Adhesive Remover Wipes (CON423281), 30/bx | Skin_Prep_and_Care | Skin Prep & Care - Barrier / Adhesive | 1 | Yes |  | CON423281 | CONVATEC
PS4943 | Brava Elastic Tape (COL12070), 20/bx | Dressings | Dressings - Tapes | 1 | Yes |  | COL12070 | Coloplast Canada Corporation
PS4944 | AMSure® Foley Catheter, Silicone Coated, 30cc Balloon 14FR (AS42014), EA | Urinary | Urinary - In-Dwelling Cath | 2 | Yes | Max is 2 across all Foley Sizes | AS42014 | Amsino
PS4945 | Tegaderm, Absorbent Clear Acrylic Dressing, Oval, 6.25" x 5.6" (90803), EA | Wound_Care | Wound Care - Transparent Films | 6 | Yes |  | 90803 | 3M Healthcare Canada Company Ltd
PS4947 | Chemstrip® 10 Test Strip (BMC1203479), 100/Pkg | Other | Other - Misc | 1 | Yes |  | BMC1203479 | ROCHE DIAGNOSTICS
PS4948 | New Image™ Soft Convex CeraPlus™ Skin Barrier Cut-to-fit up to 1", 25 mm (HOL-11702), 5/bx | Ostomy_Supplies | Ostomy Supplies - Hollister | 2 | Yes |  | HOL-11702 | HOLLISTER LIMITED
PS4949 | New Image™ Soft Convex CeraPlus™ Skin Barrier Cut-to-fit up to 1-1/2", 38 mm (HOL-11703), 5/bx | Ostomy_Supplies | Ostomy Supplies - Hollister | 2 | Yes |  | HOL-11703 | HOLLISTER LIMITED
PS4950 | CeraPlus Soft Convex Skin Barrier, Cut-to-Fit Up to 2” – Flange Size 2-3/4” (HOL-11704), 5/bx | Ostomy_Supplies | Ostomy Supplies - Hollister | 2 | Yes |  | HOL11704 | HOLLISTER LIMITED
PS4951 | Tray, Catheter Foley, Med -Rx (85-5038), EA | Urinary | Urinary - Misc | 2 | Yes |  | 85-5038
PS4954 | MAD Nasal™ Intranasal Mucosal Atomization Device (TFXMAD300), EA | Respiratory_Supplies | Respiratory Supplies - Accessories | 14 | Yes |  | TFXMAD300
PS4955 | PACK of 10 Antiseptic 70% Isopropyl Alcohol Pad (103-03) | Solutions | Solutions - Cleansers / Disinfectants | 5 | Yes |  | 103-03 | LERNAPHARM
PS4956 | SINGLE Antiseptic 70% Isopropyl Alcohol Pad (103-03), EA | Solutions | Solutions - Cleansers / Disinfectants | 30 | Yes |  | 103-03 | LERNAPHARM
PS4957 | Drainage Bag, 2L, for use with PleurX/PeritX style catheters (50-9210), EA | Respiratory_Supplies | Respiratory Supplies - Accessories | 6 | Yes |  | 50-9210 | BD
PS4958 | Drainage Bag and Procedure Pack, 2L, for use with PleurX/PeritX style catheters (50-9510), EA | Respiratory_Supplies | Respiratory Supplies - Accessories | 6 | Yes |  | 50-9510 | BD
PS4959 | Drg Lidocaine 2% ,10 mL ampule, Injectable (0126AF01), EA | Infusion | Infusion - Misc | 1 | Yes |  | 0126AF01 | HIKMA
PS4960 | Hollister, Ostomy Belt, Pouchkins, 25cm - 43cm (10" - 17") (3774), EA | Ostomy_Supplies | Ostomy Supplies - Hollister | 2 | Yes |  | 3774 | HOLLISTER LIMITED
PS4961 | Blood transfer Device, Vacutainer®, Female Luer Connector (36488000), EA | Other | Other - Misc | 4 | Yes |  | 36488000 | BD
PS4962 | Blood transfer Device, Vacutainer®, Male Luer Connector (36490200), EA | Other | Other - Misc | 4 | Yes |  | 36490200 | BD
PS4964 | Solution, 0.9% Sodium Chloride, spray nozzle for irrigation pressure, 30ml (WCL64938), EA | Solutions | Solutions - Cleansers / Disinfectants | 20 | Yes |  | WCL64938 | SPME Quebec Inc.
PS4965 | Bandage, Conforming, Sterile, Latex-Free, 4" x 4.1 yrd (A406), EA | Wound_Care | Wound Care - Bandage Wraps | 6 | Yes |  | A406 | AMD
PS4966 | Hypafix, Self-Adhesive Fixation Bandage, Latex-Free, 10cm x 10m roll (7144302), EA | Wound_Care | Wound Care - Bandage Wraps | 6 | Yes |  | 7144302 | BSN MEDICAL INC.
PS4969 | Medi-cut Surgical Scalpel, Size 10 (AM500510), EA | Wound_Care | Wound Care - Misc | 2 | Yes | Wound Care Specialist | AM500510 | DYNAREX CORP.
PS4970 | Medi-cut Surgical Scalpel, Size 15 (AM500515), EA | Wound_Care | Wound Care - Misc | 2 | Yes | Wound Care Specialist | AM500515 | DYNAREX CORP.
PS4971 | Urinary Drainage Leg Bag, Flip-Flo Valve, 32 oz (1501LF), EA | Urinary | Urinary - Bags & Tubing | 2 | Yes |  | 1501LF | Becton Dickinson
PS4972 | Cast Shoe Rocker Sole, Small, Sz 3.5 - 6 (6500482), EA | Equipment | Equipment - Treatment Modalities | 1 | Yes | Wound Care Specialist | 6500482 | Essity Canada Inc
PS4973 | Cast Shoe Rocker Sole, Medium, Sz 6 - 8 (6500483), EA | Equipment | Equipment - Treatment Modalities | 1 | Yes | Wound Care Specialist | 6500483 | Essity Canada Inc
PS4974 | Cast Shoe Rocker Sole, Large, Sz 9 - 10 (6500484), EA | Equipment | Equipment - Treatment Modalities | 1 | Yes | Wound Care Specialist | 6500484 | Essity Canada Inc
PS4975 | Cast Shoe Rocker Sole, X-Large, Sz 11 - 14 (6500485), EA | Equipment | Equipment - Treatment Modalities | 1 | Yes | Wound Care Specialist | 6500485 | Essity Canada Inc
PS4976 | Tenderfix Hypoallergenic Cloth Tape 4" X 10 yd (9414C), EA | Dressings | Dressings - Tapes | 1 | Yes |  | 9414C | Cardinal Health Canada | https://shop.cardinalhealth.ca/chc/search?searchTerm=Z9414C
PS4977 | Diabetic Brace Walker Insert, Small (PLO-OPKIT001 - S), EA | Equipment | Equipment - Treatment Modalities | 1 | Yes | Wound Care Specialist | PLO-OPKIT001 - S | Vittoria Phoenix Inc.
PS4978 | Diabetic Brace Walker Insert, Medium (PLO-OPKIT001 - M), EA | Equipment | Equipment - Treatment Modalities | 1 | Yes | Wound Care Specialist | PLO-OPKIT001 - M | Vittoria Phoenix Inc.
PS4979 | Diabetic Brace Walker Insert, Large (PLO-OPKIT001 - L), EA | Equipment | Equipment - Treatment Modalities | 1 | Yes | Wound Care Specialist | PLO-OPKIT001 - L | Vittoria Phoenix Inc.
PS4980 | Diabetic Brace Walker Insert, X-Large (PLO-OPKIT001 - XL), EA | Equipment | Equipment - Treatment Modalities | 1 | Yes | Wound Care Specialist | PLO-OPKIT001 - XL | Vittoria Phoenix Inc.
PS4981 | Optima Molliter Brace Walker, XX-Large (TO-DIA001XXL), EA | Equipment | Equipment - Treatment Modalities | 1 | Yes | Wound Care Specialist | TO-DIA001XXL | Vittoria Phoenix Inc.
PS4983 | Urinary Drainage Leg Bag, Flip-Flo Valve, 19 oz (C150180N), EA | Urinary | Urinary - Bags & Tubing | 2 | Yes |  | C150180N | BARD
PS4984 | Hollister, Pouchkins Pediatric One Piece, Drainable Pouch, With Filter, Flat, Cut to Fit, Up to 51mm (HOL3795), 10/box | Ostomy_Supplies | Ostomy Supplies - Hollister | 1 | Yes |  | HOL3795 | HOLLISTER LIMITED
PS4986 | Diabetic Brace Walker Insert, Small (OMKITCL001S), EA | Equipment | Equipment - Treatment Modalities | 1 | Yes | Wound Care Specialist | OMKITCL001S | Vittoria Phoenix Inc.
PS4987 | Diabetic Brace Walker Insert, Medium (OMKITCL001M), EA | Equipment | Equipment - Treatment Modalities | 1 | Yes | Wound Care Specialist | OMKITCL001M | Vittoria Phoenix Inc.
PS4988 | Diabetic Brace Walker Insert, Large (OMKITCL001L), EA | Equipment | Equipment - Treatment Modalities | 1 | Yes | Wound Care Specialist | OMKITCL001L | Vittoria Phoenix Inc.
PS4989 | Diabetic Brace Walker Insert, X-Large (OMKITCL001XL), EA | Equipment | Equipment - Treatment Modalities | 1 | Yes | Wound Care Specialist | OMKITCL001XL | Vittoria Phoenix Inc.
PS4990 | Diabetic Brace Walker Insert, XX-Large (OMKITCL001XXL), EA | Equipment | Equipment - Treatment Modalities | 1 | Yes | Wound Care Specialist | OMKITCL001XXL | Vittoria Phoenix Inc.
PS4991 | NanoSALV Gel, Single Application, 0.25g for a 10cm x 10cm surface (754016224157), EA | Wound_Care | Wound Care - Misc | 2 | Yes |  | 754016224157 | Nanotess

## Kit Contents
Version 26-008, Effective August 27, 2026
MEDICAL SUPPLY KITS
Kit Code | Kit Description | Component Item Description in Kit | Component Item code | Quantity of Item in Kit
PS4930 | Basic Wound Kit | Gauze Sponges, 10 x 10cm (4 X 4"), EA | N9029 | 25
|  | No Sting Barrier Wipe, No Alcohol, 1ml (3344E), EA | PS4349 | 2
|  | Solution, 0.9% Sodium Chloride, Irrigation, 118ml, EA | N9028 | 2
|  | Applicator, Cotton Tip, 2/pkg, EA | N9030 | 4
|  | Mesorb Absorbent Dressing, Sterile, 10 X 13cm (677001), EA | PS4335 | 3
|  | Mefix Self Adhesive Fabric Tape, Secure Fixation, 10cm X 10m (311000), EA | PS4579 | 1
|  | Tray, Dressing, Plastic Forceps, Wastebag, 2 Metal Forceps, Towels, Sponges, Sterile (85-2001), EA | PS4001 | 1
|  | Scissors Blunt, Surgical, Sterile, Disposable (85-4202), EA | PS4009 | 1
|  | Wound Measure Kit (DUP59901), EA | PS4004 | 1
|  | Bandage, Conforming, Sterile, Latex-Free, 4" x 4.1 yrd (A406), EA | PS4965 | 3
PS4931 | Packing Kit | Solution, 0.9% Sodium Chloride, Irrigation, 118ml, EA | N9028 | 2
|  | Curity Packing Strip, Plain, 1" X 5 Yd Bottle (7633), EA | PS4308 | 1
|  | Applicator, Cotton Tip, 2/pkg, EA | N9030 | 3
|  | Tape, Medipore Soft Cloth, 5cm X 9.14M (2862), EA | PS4892 | 1
|  | Mesorb Absorbent Dressing, Sterile, 15 X 23cm (677601), EA | PS4339 | 2
|  | Gauze Sponges, 10 x 10cm (4 X 4"), EA | N9029 | 2
|  | Curity Packing Strip, Plain, 1/2" X 5 Yd Bottle (7632), EA | PS4307 | 1
|  | Scissors Blunt, Surgical, Sterile, Disposable (85-4202), EA | PS4009 | 1
|  | Tray, Dressing, Plastic Forceps, Wastebag, 2 Metal Forceps, Towels, Sponges, Sterile (85-2001), EA | PS4001 | 1
PS4932 | Indwelling Catheter Kit | Tray, Catheter Foley, Sterile (AS880), EA | PS4441 | 1
|  | Drainage Bag for Urine 2000mL (DYND15203), EA | PS4473 | 1
|  | Leg Bag for Urine, 500mL with 18in ext. tube (453919), EA | PS4472 | 1
|  | StatLock, Stabilization Device, Foley Tricot Anchor Pad, for Latex and Silicone Catheters (FOL0102), EA | PS4457 | 1
|  | Syringe, Luer Lock, 12ml (Z1181200777), EA | PS4042 | 1
PS4933 | JP Drain | Gauze Sponge, Non-Woven, 4 Ply, Sterile, 5 x 5 cm (2 X 2"), 2/pkg (A2240), EA | PS4340 | 10
|  | Gauze Sponges, 10 x 10cm (4 X 4"), EA | N9029 | 15
|  | Paper Surgical Tape, 1" X 10yd (A5110), EA | PS4577 | 1
|  | Container, Specimen, Sterile, 90 mL (NCS902-1W), EA | PS4927 | 1
|  | Suture Removal Kit, Sterile (MDS707555), EA | PS4351 | 1
|  | Solution, 0.9% Sodium Chloride, spray nozzle for irrigation pressure, 30ml (WCL64938), EA | PS4964 | 2
|  | Tracheostomy Drain Sponge, Six Ply, Sterile, 10 X 10cm (4 X 4"), (DUP84916), 2/Pkg | PS4322 | 5
PS4934 | Paracentesis Kit | Nitrile Powder-Free Gloves, Sterile, Medium, Pr (88SNP03M), EA | PS4928 | 2
|  | Nitrile Powder-Free Gloves, Sterile, Large, Pair (320-MDS198416), EA | PS4357 | 2
|  | Needle, Hypodermic Safety, 25GA X 1" (1182510), EA | PS4045 | 2
|  | Needle, Eclipse, Hypodermic, 21GA X 1-1/2" (305765), EA | PS4057 | 2
|  | Syringe, Luer Lock, 12ml (Z1181200777), EA | PS4042 | 1
|  | Drape, Non Fenestrated, Sterile, 46 x 66cm (MC50010), EA | PS4907 | 4
|  | Gauze Sponges, 10 x 10cm (4 X 4"), EA | N9029 | 4
|  | Disposable Underpads, 43 x 61 cm (17 x 24") (350), EA | PS4368 | 1
|  | Drainage Bag, 4L (M08101), EA | PS4905 | 2
|  | Drg Lidocaine 2%, 5 mL amp (AST) (126AD01), EA | PS4929 | 3
|  | Tegaderm Transparent Film Dressing, with Border, Frame Style, 10.16 X 12cm (4 X 4.75") (1626W), EA | PS4580 | 2
|  | Angiocath, 14G x 3.25” (BD) (382268), EA | PIN6126 | 2
|  | Needle, Hypodermic Safety, 25GA X 5/8" (1182558), EA | PS4040 | 2
|  | Syringe, Luer Lock Tip, 5cc (309646), EA | PR4048 | 2
|  | Sharps Container, Vertical Entry, 3 Litre, Yellow (300450), EA | PS4938 | 1
|  | SoluPrep Swabstick, 2% Chlorhexidine Gluconate and 70% Isopropyl Alcohol (102.03), EA | PS4364 | 4
|  | Solution, 0.9% Sodium Chloride Prefilled Syringe, Preservative-free, 10ml, EA | PIN6253 | 2
|  | MicroClave Clear Neutral Connector, EA | PIN6311 | 2
|  | Extension Set Y-site with 2 Pinch Clamps 7in (10-1030), EA | PIN6234 | 1
|  | Easifix Cohesive, Self-Adhesive Fixation Bandage, 5cm, 4m roll (7142910), EA | PS4913 | 1
|  | Tray, Dressing, Plastic Forceps, Wastebag, 2 Metal Forceps, Towels, Sponges, Sterile (85-2001), EA | PS4001 | 1
|  | Disposable Safety Scalpel #10 (05SM10), EA | PS4006 | 1
|  | Extension Set, Smallbore with MicroClave, 7", Approx 0.24ml, Clamp, Rotating Luer, EA | PIN6280 | 1
|  | SINGLE Antiseptic 70% Isopropyl Alcohol Pad (103-03), EA | PS4956 | 20